## scenario_definition
index | scenario | solver | show | export | export_iteration | run_scenario | variable_storage_vom | simulation_years | weather | dispatch_coal_flex | regions | resource_area | line_expansion | options | transmission_grid | fixed_conventional | phased_decom | unit_committment | endogenous_coal_decom | override_coal_msl | coal_ramp_rate_multiplier | fixed_fuel_prices | fixed_emissions | fixed_renewables | fixed_storage | extendable_active | extendable_parameters | global_discount_rate | extendable_fuel_prices | extendable_emissions | extendable_max_total | extendable_min_total | extendable_max_annual | extendable_min_annual | aux_stg_feed | operational_limits | operational_reserves | outage_profiles | annual_availability | carbon_constraints | carbon_tax | load_trajectory | reserve_margin | capacity_credits
1 | full_model | gurobi | TRUE | TRUE | 0 | TRUE | TRUE | [2026]+list(range(2030,2051,5)) | W_P50 | SL_1 | 1 | redz_corridors_eia | copt | LC | existing+tdp | VAR_HR | DELAYED_ESKOM_2035 | FALSE | FALSE | 70% | 100% | BASE | FS_2045 | BASE | BASE | BASE | BASE | 9.2% | BASE | FS_2045 | MOD_CNST | MTSAO_BQ | MOD_CNST | UNC | DIESEL_LNG | NO_MIN_GAS | BASE | BASE | EAF_60 | none | BASE | IRP24_MOD | RES_MRGN_10 | BASE3
2 | avg_2h | gurobi | TRUE | TRUE | 0 | TRUE | TRUE | [2026]+list(range(2030,2051,5)) | W_P50 | SL_1 | 1 | redz_corridors_eia | copt | LC-2h | existing+tdp | VAR_HR | DELAYED_ESKOM_2035 | FALSE | FALSE | 70% | 100% | BASE | FS_2045 | BASE | BASE | BASE | BASE | 9.2% | BASE | FS_2045 | MOD_CNST | MTSAO_BQ | MOD_CNST | UNC | DIESEL_LNG | NO_MIN_GAS | BASE | BASE | EAF_60 | none | BASE | IRP24_MOD | RES_MRGN_10 | BASE3
3 | avg_3h | gurobi | TRUE | TRUE | 0 | TRUE | TRUE | [2026]+list(range(2030,2051,5)) | W_P50 | SL_1 | 1 | redz_corridors_eia | copt | LC-3h | existing+tdp | VAR_HR | DELAYED_ESKOM_2035 | FALSE | FALSE | 70% | 100% | BASE | FS_2045 | BASE | BASE | BASE | BASE | 9.2% | BASE | FS_2045 | MOD_CNST | MTSAO_BQ | MOD_CNST | UNC | DIESEL_LNG | NO_MIN_GAS | BASE | BASE | EAF_60 | none | BASE | IRP24_MOD | RES_MRGN_10 | BASE3
4 | avg_4h | gurobi | TRUE | TRUE | 0 | TRUE | TRUE | [2026]+list(range(2030,2051,5)) | W_P50 | SL_1 | 1 | redz_corridors_eia | copt | LC-4h | existing+tdp | VAR_HR | DELAYED_ESKOM_2035 | FALSE | FALSE | 70% | 100% | BASE | FS_2045 | BASE | BASE | BASE | BASE | 9.2% | BASE | FS_2045 | MOD_CNST | MTSAO_BQ | MOD_CNST | UNC | DIESEL_LNG | NO_MIN_GAS | BASE | BASE | EAF_60 | none | BASE | IRP24_MOD | RES_MRGN_10 | BASE3
5 | avg_6h | gurobi | TRUE | TRUE | 0 | TRUE | TRUE | [2026]+list(range(2030,2051,5)) | W_P50 | SL_1 | 1 | redz_corridors_eia | copt | LC-6h | existing+tdp | VAR_HR | DELAYED_ESKOM_2035 | FALSE | FALSE | 70% | 100% | BASE | FS_2045 | BASE | BASE | BASE | BASE | 9.2% | BASE | FS_2045 | MOD_CNST | MTSAO_BQ | MOD_CNST | UNC | DIESEL_LNG | NO_MIN_GAS | BASE | BASE | EAF_60 | none | BASE | IRP24_MOD | RES_MRGN_10 | BASE3
6 | avg_12h | gurobi | TRUE | TRUE | 0 | TRUE | TRUE | [2026]+list(range(2030,2051,5)) | W_P50 | SL_1 | 1 | redz_corridors_eia | copt | LC-12h | existing+tdp | VAR_HR | DELAYED_ESKOM_2035 | FALSE | FALSE | 70% | 100% | BASE | FS_2045 | BASE | BASE | BASE | BASE | 9.2% | BASE | FS_2045 | MOD_CNST | MTSAO_BQ | MOD_CNST | UNC | DIESEL_LNG | NO_MIN_GAS | BASE | BASE | EAF_60 | none | BASE | IRP24_MOD | RES_MRGN_10 | BASE3
7 | avg_24h | gurobi | TRUE | TRUE | 0 | TRUE | TRUE | [2026]+list(range(2030,2051,5)) | W_P50 | SL_1 | 1 | redz_corridors_eia | copt | LC-24h | existing+tdp | VAR_HR | DELAYED_ESKOM_2035 | FALSE | FALSE | 70% | 100% | BASE | FS_2045 | BASE | BASE | BASE | BASE | 9.2% | BASE | FS_2045 | MOD_CNST | MTSAO_BQ | MOD_CNST | UNC | DIESEL_LNG | NO_MIN_GAS | BASE | BASE | EAF_60 | none | BASE | IRP24_MOD | RES_MRGN_10 | BASE3
8 | seg_333 | gurobi | TRUE | TRUE | 0 | TRUE | TRUE | [2026]+list(range(2030,2051,5)) | W_P50 | SL_1 | 1 | redz_corridors_eia | copt | LC-7992SEG | existing+tdp | VAR_HR | DELAYED_ESKOM_2035 | FALSE | FALSE | 70% | 100% | BASE | FS_2045 | BASE | BASE | BASE | BASE | 9.2% | BASE | FS_2045 | MOD_CNST | MTSAO_BQ | MOD_CNST | UNC | DIESEL_LNG | NO_MIN_GAS | BASE | BASE | EAF_60 | none | BASE | IRP24_MOD | RES_MRGN_10 | BASE3
9 | seg_313 | gurobi | TRUE | TRUE | 0 | TRUE | TRUE | [2026]+list(range(2030,2051,5)) | W_P50 | SL_1 | 1 | redz_corridors_eia | copt | LC-7512SEG | existing+tdp | VAR_HR | DELAYED_ESKOM_2035 | FALSE | FALSE | 70% | 100% | BASE | FS_2045 | BASE | BASE | BASE | BASE | 9.2% | BASE | FS_2045 | MOD_CNST | MTSAO_BQ | MOD_CNST | UNC | DIESEL_LNG | NO_MIN_GAS | BASE | BASE | EAF_60 | none | BASE | IRP24_MOD | RES_MRGN_10 | BASE3
10 | seg_292 | gurobi | TRUE | TRUE | 0 | TRUE | TRUE | [2026]+list(range(2030,2051,5)) | W_P50 | SL_1 | 1 | redz_corridors_eia | copt | LC-7008SEG | existing+tdp | VAR_HR | DELAYED_ESKOM_2035 | FALSE | FALSE | 70% | 100% | BASE | FS_2045 | BASE | BASE | BASE | BASE | 9.2% | BASE | FS_2045 | MOD_CNST | MTSAO_BQ | MOD_CNST | UNC | DIESEL_LNG | NO_MIN_GAS | BASE | BASE | EAF_60 | none | BASE | IRP24_MOD | RES_MRGN_10 | BASE3
11 | seg_271 | gurobi | TRUE | TRUE | 0 | TRUE | TRUE | [2026]+list(range(2030,2051,5)) | W_P50 | SL_1 | 1 | redz_corridors_eia | copt | LC-6504SEG | existing+tdp | VAR_HR | DELAYED_ESKOM_2035 | FALSE | FALSE | 70% | 100% | BASE | FS_2045 | BASE | BASE | BASE | BASE | 9.2% | BASE | FS_2045 | MOD_CNST | MTSAO_BQ | MOD_CNST | UNC | DIESEL_LNG | NO_MIN_GAS | BASE | BASE | EAF_60 | none | BASE | IRP24_MOD | RES_MRGN_10 | BASE3
12 | seg_250 | gurobi | TRUE | TRUE | 0 | TRUE | TRUE | [2026]+list(range(2030,2051,5)) | W_P50 | SL_1 | 1 | redz_corridors_eia | copt | LC-6000SEG | existing+tdp | VAR_HR | DELAYED_ESKOM_2035 | FALSE | FALSE | 70% | 100% | BASE | FS_2045 | BASE | BASE | BASE | BASE | 9.2% | BASE | FS_2045 | MOD_CNST | MTSAO_BQ | MOD_CNST | UNC | DIESEL_LNG | NO_MIN_GAS | BASE | BASE | EAF_60 | none | BASE | IRP24_MOD | RES_MRGN_10 | BASE3
13 | seg_229 | gurobi | TRUE | TRUE | 0 | TRUE | TRUE | [2026]+list(range(2030,2051,5)) | W_P50 | SL_1 | 1 | redz_corridors_eia | copt | LC-5496SEG | existing+tdp | VAR_HR | DELAYED_ESKOM_2035 | FALSE | FALSE | 70% | 100% | BASE | FS_2045 | BASE | BASE | BASE | BASE | 9.2% | BASE | FS_2045 | MOD_CNST | MTSAO_BQ | MOD_CNST | UNC | DIESEL_LNG | NO_MIN_GAS | BASE | BASE | EAF_60 | none | BASE | IRP24_MOD | RES_MRGN_10 | BASE3
14 | seg_208 | gurobi | TRUE | TRUE | 0 | TRUE | TRUE | [2026]+list(range(2030,2051,5)) | W_P50 | SL_1 | 1 | redz_corridors_eia | copt | LC-4992SEG | existing+tdp | VAR_HR | DELAYED_ESKOM_2035 | FALSE | FALSE | 70% | 100% | BASE | FS_2045 | BASE | BASE | BASE | BASE | 9.2% | BASE | FS_2045 | MOD_CNST | MTSAO_BQ | MOD_CNST | UNC | DIESEL_LNG | NO_MIN_GAS | BASE | BASE | EAF_60 | none | BASE | IRP24_MOD | RES_MRGN_10 | BASE3
15 | seg_188 | gurobi | TRUE | TRUE | 0 | TRUE | TRUE | [2026]+list(range(2030,2051,5)) | W_P50 | SL_1 | 1 | redz_corridors_eia | copt | LC-4512SEG | existing+tdp | VAR_HR | DELAYED_ESKOM_2035 | FALSE | FALSE | 70% | 100% | BASE | FS_2045 | BASE | BASE | BASE | BASE | 9.2% | BASE | FS_2045 | MOD_CNST | MTSAO_BQ | MOD_CNST | UNC | DIESEL_LNG | NO_MIN_GAS | BASE | BASE | EAF_60 | none | BASE | IRP24_MOD | RES_MRGN_10 | BASE3
16 | seg_183 | gurobi | TRUE | TRUE | 0 | TRUE | TRUE | [2026]+list(range(2030,2051,5)) | W_P50 | SL_1 | 1 | redz_corridors_eia | copt | LC-4392SEG | existing+tdp | VAR_HR | DELAYED_ESKOM_2035 | FALSE | FALSE | 70% | 100% | BASE | FS_2045 | BASE | BASE | BASE | BASE | 9.2% | BASE | FS_2045 | MOD_CNST | MTSAO_BQ | MOD_CNST | UNC | DIESEL_LNG | NO_MIN_GAS | BASE | BASE | EAF_60 | none | BASE | IRP24_MOD | RES_MRGN_10 | BASE3
17 | seg_122 | gurobi | TRUE | TRUE | 0 | TRUE | TRUE | [2026]+list(range(2030,2051,5)) | W_P50 | SL_1 | 1 | redz_corridors_eia | copt | LC-2928SEG | existing+tdp | VAR_HR | DELAYED_ESKOM_2035 | FALSE | FALSE | 70% | 100% | BASE | FS_2045 | BASE | BASE | BASE | BASE | 9.2% | BASE | FS_2045 | MOD_CNST | MTSAO_BQ | MOD_CNST | UNC | DIESEL_LNG | NO_MIN_GAS | BASE | BASE | EAF_60 | none | BASE | IRP24_MOD | RES_MRGN_10 | BASE3
18 | seg_91 | gurobi | TRUE | TRUE | 0 | TRUE | TRUE | [2026]+list(range(2030,2051,5)) | W_P50 | SL_1 | 1 | redz_corridors_eia | copt | LC-2184SEG | existing+tdp | VAR_HR | DELAYED_ESKOM_2035 | FALSE | FALSE | 70% | 100% | BASE | FS_2045 | BASE | BASE | BASE | BASE | 9.2% | BASE | FS_2045 | MOD_CNST | MTSAO_BQ | MOD_CNST | UNC | DIESEL_LNG | NO_MIN_GAS | BASE | BASE | EAF_60 | none | BASE | IRP24_MOD | RES_MRGN_10 | BASE3
19 | seg_61 | gurobi | TRUE | TRUE | 0 | TRUE | TRUE | [2026]+list(range(2030,2051,5)) | W_P50 | SL_1 | 1 | redz_corridors_eia | copt | LC-1464SEG | existing+tdp | VAR_HR | DELAYED_ESKOM_2035 | FALSE | FALSE | 70% | 100% | BASE | FS_2045 | BASE | BASE | BASE | BASE | 9.2% | BASE | FS_2045 | MOD_CNST | MTSAO_BQ | MOD_CNST | UNC | DIESEL_LNG | NO_MIN_GAS | BASE | BASE | EAF_60 | none | BASE | IRP24_MOD | RES_MRGN_10 | BASE3
20 | seg_30 | gurobi | TRUE | TRUE | 0 | TRUE | TRUE | [2026]+list(range(2030,2051,5)) | W_P50 | SL_1 | 1 | redz_corridors_eia | copt | LC-720SEG | existing+tdp | VAR_HR | DELAYED_ESKOM_2035 | FALSE | FALSE | 70% | 100% | BASE | FS_2045 | BASE | BASE | BASE | BASE | 9.2% | BASE | FS_2045 | MOD_CNST | MTSAO_BQ | MOD_CNST | UNC | DIESEL_LNG | NO_MIN_GAS | BASE | BASE | EAF_60 | none | BASE | IRP24_MOD | RES_MRGN_10 | BASE3
21 | seg_15 | gurobi | TRUE | TRUE | 0 | TRUE | TRUE | [2026]+list(range(2030,2051,5)) | W_P50 | SL_1 | 1 | redz_corridors_eia | copt | LC-360SEG | existing+tdp | VAR_HR | DELAYED_ESKOM_2035 | FALSE | FALSE | 70% | 100% | BASE | FS_2045 | BASE | BASE | BASE | BASE | 9.2% | BASE | FS_2045 | MOD_CNST | MTSAO_BQ | MOD_CNST | UNC | DIESEL_LNG | NO_MIN_GAS | BASE | BASE | EAF_60 | none | BASE | IRP24_MOD | RES_MRGN_10 | BASE3
22 | kmeans_333 | gurobi | TRUE | TRUE | 0 | TRUE | TRUE | [2026]+list(range(2030,2051,5)) | W_P50 | SL_1 | 1 | redz_corridors_eia | copt | LC-333KMEANS | existing+tdp | VAR_HR | DELAYED_ESKOM_2035 | FALSE | FALSE | 70% | 100% | BASE | FS_2045 | BASE | BASE | BASE | BASE | 9.2% | BASE | FS_2045 | MOD_CNST | MTSAO_BQ | MOD_CNST | UNC | DIESEL_LNG | NO_MIN_GAS | BASE | BASE | EAF_60 | none | BASE | IRP24_MOD | RES_MRGN_10 | BASE3
23 | kmeans_313 | gurobi | TRUE | TRUE | 0 | TRUE | TRUE | [2026]+list(range(2030,2051,5)) | W_P50 | SL_1 | 1 | redz_corridors_eia | copt | LC-313KMEANS | existing+tdp | VAR_HR | DELAYED_ESKOM_2035 | FALSE | FALSE | 70% | 100% | BASE | FS_2045 | BASE | BASE | BASE | BASE | 9.2% | BASE | FS_2045 | MOD_CNST | MTSAO_BQ | MOD_CNST | UNC | DIESEL_LNG | NO_MIN_GAS | BASE | BASE | EAF_60 | none | BASE | IRP24_MOD | RES_MRGN_10 | BASE3
24 | kmeans_292 | gurobi | TRUE | TRUE | 0 | TRUE | TRUE | [2026]+list(range(2030,2051,5)) | W_P50 | SL_1 | 1 | redz_corridors_eia | copt | LC-292KMEANS | existing+tdp | VAR_HR | DELAYED_ESKOM_2035 | FALSE | FALSE | 70% | 100% | BASE | FS_2045 | BASE | BASE | BASE | BASE | 9.2% | BASE | FS_2045 | MOD_CNST | MTSAO_BQ | MOD_CNST | UNC | DIESEL_LNG | NO_MIN_GAS | BASE | BASE | EAF_60 | none | BASE | IRP24_MOD | RES_MRGN_10 | BASE3
25 | kmeans_271 | gurobi | TRUE | TRUE | 0 | TRUE | TRUE | [2026]+list(range(2030,2051,5)) | W_P50 | SL_1 | 1 | redz_corridors_eia | copt | LC-271KMEANS | existing+tdp | VAR_HR | DELAYED_ESKOM_2035 | FALSE | FALSE | 70% | 100% | BASE | FS_2045 | BASE | BASE | BASE | BASE | 9.2% | BASE | FS_2045 | MOD_CNST | MTSAO_BQ | MOD_CNST | UNC | DIESEL_LNG | NO_MIN_GAS | BASE | BASE | EAF_60 | none | BASE | IRP24_MOD | RES_MRGN_10 | BASE3
26 | kmeans_250 | gurobi | TRUE | TRUE | 0 | TRUE | TRUE | [2026]+list(range(2030,2051,5)) | W_P50 | SL_1 | 1 | redz_corridors_eia | copt | LC-250KMEANS | existing+tdp | VAR_HR | DELAYED_ESKOM_2035 | FALSE | FALSE | 70% | 100% | BASE | FS_2045 | BASE | BASE | BASE | BASE | 9.2% | BASE | FS_2045 | MOD_CNST | MTSAO_BQ | MOD_CNST | UNC | DIESEL_LNG | NO_MIN_GAS | BASE | BASE | EAF_60 | none | BASE | IRP24_MOD | RES_MRGN_10 | BASE3
27 | kmeans_229 | gurobi | TRUE | TRUE | 0 | TRUE | TRUE | [2026]+list(range(2030,2051,5)) | W_P50 | SL_1 | 1 | redz_corridors_eia | copt | LC-229KMEANS | existing+tdp | VAR_HR | DELAYED_ESKOM_2035 | FALSE | FALSE | 70% | 100% | BASE | FS_2045 | BASE | BASE | BASE | BASE | 9.2% | BASE | FS_2045 | MOD_CNST | MTSAO_BQ | MOD_CNST | UNC | DIESEL_LNG | NO_MIN_GAS | BASE | BASE | EAF_60 | none | BASE | IRP24_MOD | RES_MRGN_10 | BASE3
28 | kmeans_208 | gurobi | TRUE | TRUE | 0 | TRUE | TRUE | [2026]+list(range(2030,2051,5)) | W_P50 | SL_1 | 1 | redz_corridors_eia | copt | LC-208KMEANS | existing+tdp | VAR_HR | DELAYED_ESKOM_2035 | FALSE | FALSE | 70% | 100% | BASE | FS_2045 | BASE | BASE | BASE | BASE | 9.2% | BASE | FS_2045 | MOD_CNST | MTSAO_BQ | MOD_CNST | UNC | DIESEL_LNG | NO_MIN_GAS | BASE | BASE | EAF_60 | none | BASE | IRP24_MOD | RES_MRGN_10 | BASE3
29 | kmeans_188 | gurobi | TRUE | TRUE | 0 | TRUE | TRUE | [2026]+list(range(2030,2051,5)) | W_P50 | SL_1 | 1 | redz_corridors_eia | copt | LC-188KMEANS | existing+tdp | VAR_HR | DELAYED_ESKOM_2035 | FALSE | FALSE | 70% | 100% | BASE | FS_2045 | BASE | BASE | BASE | BASE | 9.2% | BASE | FS_2045 | MOD_CNST | MTSAO_BQ | MOD_CNST | UNC | DIESEL_LNG | NO_MIN_GAS | BASE | BASE | EAF_60 | none | BASE | IRP24_MOD | RES_MRGN_10 | BASE3
30 | kmeans_183 | gurobi | TRUE | TRUE | 0 | TRUE | TRUE | [2026]+list(range(2030,2051,5)) | W_P50 | SL_1 | 1 | redz_corridors_eia | copt | LC-183KMEANS | existing+tdp | VAR_HR | DELAYED_ESKOM_2035 | FALSE | FALSE | 70% | 100% | BASE | FS_2045 | BASE | BASE | BASE | BASE | 9.2% | BASE | FS_2045 | MOD_CNST | MTSAO_BQ | MOD_CNST | UNC | DIESEL_LNG | NO_MIN_GAS | BASE | BASE | EAF_60 | none | BASE | IRP24_MOD | RES_MRGN_10 | BASE3
31 | kmeans_122 | gurobi | TRUE | TRUE | 0 | TRUE | TRUE | [2026]+list(range(2030,2051,5)) | W_P50 | SL_1 | 1 | redz_corridors_eia | copt | LC-122KMEANS | existing+tdp | VAR_HR | DELAYED_ESKOM_2035 | FALSE | FALSE | 70% | 100% | BASE | FS_2045 | BASE | BASE | BASE | BASE | 9.2% | BASE | FS_2045 | MOD_CNST | MTSAO_BQ | MOD_CNST | UNC | DIESEL_LNG | NO_MIN_GAS | BASE | BASE | EAF_60 | none | BASE | IRP24_MOD | RES_MRGN_10 | BASE3
32 | kmeans_91 | gurobi | TRUE | TRUE | 0 | TRUE | TRUE | [2026]+list(range(2030,2051,5)) | W_P50 | SL_1 | 1 | redz_corridors_eia | copt | LC-91KMEANS | existing+tdp | VAR_HR | DELAYED_ESKOM_2035 | FALSE | FALSE | 70% | 100% | BASE | FS_2045 | BASE | BASE | BASE | BASE | 9.2% | BASE | FS_2045 | MOD_CNST | MTSAO_BQ | MOD_CNST | UNC | DIESEL_LNG | NO_MIN_GAS | BASE | BASE | EAF_60 | none | BASE | IRP24_MOD | RES_MRGN_10 | BASE3
33 | kmeans_61 | gurobi | TRUE | TRUE | 0 | TRUE | TRUE | [2026]+list(range(2030,2051,5)) | W_P50 | SL_1 | 1 | redz_corridors_eia | copt | LC-61KMEANS | existing+tdp | VAR_HR | DELAYED_ESKOM_2035 | FALSE | FALSE | 70% | 100% | BASE | FS_2045 | BASE | BASE | BASE | BASE | 9.2% | BASE | FS_2045 | MOD_CNST | MTSAO_BQ | MOD_CNST | UNC | DIESEL_LNG | NO_MIN_GAS | BASE | BASE | EAF_60 | none | BASE | IRP24_MOD | RES_MRGN_10 | BASE3
34 | kmeans_30 | gurobi | TRUE | TRUE | 0 | TRUE | TRUE | [2026]+list(range(2030,2051,5)) | W_P50 | SL_1 | 1 | redz_corridors_eia | copt | LC-30KMEANS | existing+tdp | VAR_HR | DELAYED_ESKOM_2035 | FALSE | FALSE | 70% | 100% | BASE | FS_2045 | BASE | BASE | BASE | BASE | 9.2% | BASE | FS_2045 | MOD_CNST | MTSAO_BQ | MOD_CNST | UNC | DIESEL_LNG | NO_MIN_GAS | BASE | BASE | EAF_60 | none | BASE | IRP24_MOD | RES_MRGN_10 | BASE3
35 | kmeans_15 | gurobi | TRUE | TRUE | 0 | TRUE | TRUE | [2026]+list(range(2030,2051,5)) | W_P50 | SL_1 | 1 | redz_corridors_eia | copt | LC-15KMEANS | existing+tdp | VAR_HR | DELAYED_ESKOM_2035 | FALSE | FALSE | 70% | 100% | BASE | FS_2045 | BASE | BASE | BASE | BASE | 9.2% | BASE | FS_2045 | MOD_CNST | MTSAO_BQ | MOD_CNST | UNC | DIESEL_LNG | NO_MIN_GAS | BASE | BASE | EAF_60 | none | BASE | IRP24_MOD | RES_MRGN_10 | BASE3
36 | kmedoids_333 | gurobi | TRUE | TRUE | 0 | TRUE | TRUE | [2026]+list(range(2030,2051,5)) | W_P50 | SL_1 | 1 | redz_corridors_eia | copt | LC-333KMEDOIDS | existing+tdp | VAR_HR | DELAYED_ESKOM_2035 | FALSE | FALSE | 70% | 100% | BASE | FS_2045 | BASE | BASE | BASE | BASE | 9.2% | BASE | FS_2045 | MOD_CNST | MTSAO_BQ | MOD_CNST | UNC | DIESEL_LNG | NO_MIN_GAS | BASE | BASE | EAF_60 | none | BASE | IRP24_MOD | RES_MRGN_10 | BASE3
37 | kmedoids_313 | gurobi | TRUE | TRUE | 0 | TRUE | TRUE | [2026]+list(range(2030,2051,5)) | W_P50 | SL_1 | 1 | redz_corridors_eia | copt | LC-313KMEDOIDS | existing+tdp | VAR_HR | DELAYED_ESKOM_2035 | FALSE | FALSE | 70% | 100% | BASE | FS_2045 | BASE | BASE | BASE | BASE | 9.2% | BASE | FS_2045 | MOD_CNST | MTSAO_BQ | MOD_CNST | UNC | DIESEL_LNG | NO_MIN_GAS | BASE | BASE | EAF_60 | none | BASE | IRP24_MOD | RES_MRGN_10 | BASE3
38 | kmedoids_292 | gurobi | TRUE | TRUE | 0 | TRUE | TRUE | [2026]+list(range(2030,2051,5)) | W_P50 | SL_1 | 1 | redz_corridors_eia | copt | LC-292KMEDOIDS | existing+tdp | VAR_HR | DELAYED_ESKOM_2035 | FALSE | FALSE | 70% | 100% | BASE | FS_2045 | BASE | BASE | BASE | BASE | 9.2% | BASE | FS_2045 | MOD_CNST | MTSAO_BQ | MOD_CNST | UNC | DIESEL_LNG | NO_MIN_GAS | BASE | BASE | EAF_60 | none | BASE | IRP24_MOD | RES_MRGN_10 | BASE3
39 | kmedoids_271 | gurobi | TRUE | TRUE | 0 | TRUE | TRUE | [2026]+list(range(2030,2051,5)) | W_P50 | SL_1 | 1 | redz_corridors_eia | copt | LC-271KMEDOIDS | existing+tdp | VAR_HR | DELAYED_ESKOM_2035 | FALSE | FALSE | 70% | 100% | BASE | FS_2045 | BASE | BASE | BASE | BASE | 9.2% | BASE | FS_2045 | MOD_CNST | MTSAO_BQ | MOD_CNST | UNC | DIESEL_LNG | NO_MIN_GAS | BASE | BASE | EAF_60 | none | BASE | IRP24_MOD | RES_MRGN_10 | BASE3
40 | kmedoids_250 | gurobi | TRUE | TRUE | 0 | TRUE | TRUE | [2026]+list(range(2030,2051,5)) | W_P50 | SL_1 | 1 | redz_corridors_eia | copt | LC-250KMEDOIDS | existing+tdp | VAR_HR | DELAYED_ESKOM_2035 | FALSE | FALSE | 70% | 100% | BASE | FS_2045 | BASE | BASE | BASE | BASE | 9.2% | BASE | FS_2045 | MOD_CNST | MTSAO_BQ | MOD_CNST | UNC | DIESEL_LNG | NO_MIN_GAS | BASE | BASE | EAF_60 | none | BASE | IRP24_MOD | RES_MRGN_10 | BASE3
41 | kmedoids_229 | gurobi | TRUE | TRUE | 0 | TRUE | TRUE | [2026]+list(range(2030,2051,5)) | W_P50 | SL_1 | 1 | redz_corridors_eia | copt | LC-229KMEDOIDS | existing+tdp | VAR_HR | DELAYED_ESKOM_2035 | FALSE | FALSE | 70% | 100% | BASE | FS_2045 | BASE | BASE | BASE | BASE | 9.2% | BASE | FS_2045 | MOD_CNST | MTSAO_BQ | MOD_CNST | UNC | DIESEL_LNG | NO_MIN_GAS | BASE | BASE | EAF_60 | none | BASE | IRP24_MOD | RES_MRGN_10 | BASE3
42 | kmedoids_208 | gurobi | TRUE | TRUE | 0 | TRUE | TRUE | [2026]+list(range(2030,2051,5)) | W_P50 | SL_1 | 1 | redz_corridors_eia | copt | LC-208KMEDOIDS | existing+tdp | VAR_HR | DELAYED_ESKOM_2035 | FALSE | FALSE | 70% | 100% | BASE | FS_2045 | BASE | BASE | BASE | BASE | 9.2% | BASE | FS_2045 | MOD_CNST | MTSAO_BQ | MOD_CNST | UNC | DIESEL_LNG | NO_MIN_GAS | BASE | BASE | EAF_60 | none | BASE | IRP24_MOD | RES_MRGN_10 | BASE3
43 | kmedoids_188 | gurobi | TRUE | TRUE | 0 | TRUE | TRUE | [2026]+list(range(2030,2051,5)) | W_P50 | SL_1 | 1 | redz_corridors_eia | copt | LC-188KMEDOIDS | existing+tdp | VAR_HR | DELAYED_ESKOM_2035 | FALSE | FALSE | 70% | 100% | BASE | FS_2045 | BASE | BASE | BASE | BASE | 9.2% | BASE | FS_2045 | MOD_CNST | MTSAO_BQ | MOD_CNST | UNC | DIESEL_LNG | NO_MIN_GAS | BASE | BASE | EAF_60 | none | BASE | IRP24_MOD | RES_MRGN_10 | BASE3
44 | kmedoids_183 | gurobi | TRUE | TRUE | 0 | TRUE | TRUE | [2026]+list(range(2030,2051,5)) | W_P50 | SL_1 | 1 | redz_corridors_eia | copt | LC-183KMEDOIDS | existing+tdp | VAR_HR | DELAYED_ESKOM_2035 | FALSE | FALSE | 70% | 100% | BASE | FS_2045 | BASE | BASE | BASE | BASE | 9.2% | BASE | FS_2045 | MOD_CNST | MTSAO_BQ | MOD_CNST | UNC | DIESEL_LNG | NO_MIN_GAS | BASE | BASE | EAF_60 | none | BASE | IRP24_MOD | RES_MRGN_10 | BASE3
45 | kmedoids_122 | gurobi | TRUE | TRUE | 0 | TRUE | TRUE | [2026]+list(range(2030,2051,5)) | W_P50 | SL_1 | 1 | redz_corridors_eia | copt | LC-122KMEDOIDS | existing+tdp | VAR_HR | DELAYED_ESKOM_2035 | FALSE | FALSE | 70% | 100% | BASE | FS_2045 | BASE | BASE | BASE | BASE | 9.2% | BASE | FS_2045 | MOD_CNST | MTSAO_BQ | MOD_CNST | UNC | DIESEL_LNG | NO_MIN_GAS | BASE | BASE | EAF_60 | none | BASE | IRP24_MOD | RES_MRGN_10 | BASE3
46 | kmedoids_91 | gurobi | TRUE | TRUE | 0 | TRUE | TRUE | [2026]+list(range(2030,2051,5)) | W_P50 | SL_1 | 1 | redz_corridors_eia | copt | LC-91KMEDOIDS | existing+tdp | VAR_HR | DELAYED_ESKOM_2035 | FALSE | FALSE | 70% | 100% | BASE | FS_2045 | BASE | BASE | BASE | BASE | 9.2% | BASE | FS_2045 | MOD_CNST | MTSAO_BQ | MOD_CNST | UNC | DIESEL_LNG | NO_MIN_GAS | BASE | BASE | EAF_60 | none | BASE | IRP24_MOD | RES_MRGN_10 | BASE3
47 | kmedoids_61 | gurobi | TRUE | TRUE | 0 | TRUE | TRUE | [2026]+list(range(2030,2051,5)) | W_P50 | SL_1 | 1 | redz_corridors_eia | copt | LC-61KMEDOIDS | existing+tdp | VAR_HR | DELAYED_ESKOM_2035 | FALSE | FALSE | 70% | 100% | BASE | FS_2045 | BASE | BASE | BASE | BASE | 9.2% | BASE | FS_2045 | MOD_CNST | MTSAO_BQ | MOD_CNST | UNC | DIESEL_LNG | NO_MIN_GAS | BASE | BASE | EAF_60 | none | BASE | IRP24_MOD | RES_MRGN_10 | BASE3
48 | kmedoids_30 | gurobi | TRUE | TRUE | 0 | TRUE | TRUE | [2026]+list(range(2030,2051,5)) | W_P50 | SL_1 | 1 | redz_corridors_eia | copt | LC-30KMEDOIDS | existing+tdp | VAR_HR | DELAYED_ESKOM_2035 | FALSE | FALSE | 70% | 100% | BASE | FS_2045 | BASE | BASE | BASE | BASE | 9.2% | BASE | FS_2045 | MOD_CNST | MTSAO_BQ | MOD_CNST | UNC | DIESEL_LNG | NO_MIN_GAS | BASE | BASE | EAF_60 | none | BASE | IRP24_MOD | RES_MRGN_10 | BASE3
49 | kmedoids_15 | gurobi | TRUE | TRUE | 0 | TRUE | TRUE | [2026]+list(range(2030,2051,5)) | W_P50 | SL_1 | 1 | redz_corridors_eia | copt | LC-15KMEDOIDS | existing+tdp | VAR_HR | DELAYED_ESKOM_2035 | FALSE | FALSE | 70% | 100% | BASE | FS_2045 | BASE | BASE | BASE | BASE | 9.2% | BASE | FS_2045 | MOD_CNST | MTSAO_BQ | MOD_CNST | UNC | DIESEL_LNG | NO_MIN_GAS | BASE | BASE | EAF_60 | none | BASE | IRP24_MOD | RES_MRGN_10 | BASE3
50 | hac_333 | gurobi | TRUE | TRUE | 0 | TRUE | TRUE | [2026]+list(range(2030,2051,5)) | W_P50 | SL_1 | 1 | redz_corridors_eia | copt | LC-333HAC | existing+tdp | VAR_HR | DELAYED_ESKOM_2035 | FALSE | FALSE | 70% | 100% | BASE | FS_2045 | BASE | BASE | BASE | BASE | 9.2% | BASE | FS_2045 | MOD_CNST | MTSAO_BQ | MOD_CNST | UNC | DIESEL_LNG | NO_MIN_GAS | BASE | BASE | EAF_60 | none | BASE | IRP24_MOD | RES_MRGN_10 | BASE3
51 | hac_313 | gurobi | TRUE | TRUE | 0 | TRUE | TRUE | [2026]+list(range(2030,2051,5)) | W_P50 | SL_1 | 1 | redz_corridors_eia | copt | LC-313HAC | existing+tdp | VAR_HR | DELAYED_ESKOM_2035 | FALSE | FALSE | 70% | 100% | BASE | FS_2045 | BASE | BASE | BASE | BASE | 9.2% | BASE | FS_2045 | MOD_CNST | MTSAO_BQ | MOD_CNST | UNC | DIESEL_LNG | NO_MIN_GAS | BASE | BASE | EAF_60 | none | BASE | IRP24_MOD | RES_MRGN_10 | BASE3
52 | hac_292 | gurobi | TRUE | TRUE | 0 | TRUE | TRUE | [2026]+list(range(2030,2051,5)) | W_P50 | SL_1 | 1 | redz_corridors_eia | copt | LC-292HAC | existing+tdp | VAR_HR | DELAYED_ESKOM_2035 | FALSE | FALSE | 70% | 100% | BASE | FS_2045 | BASE | BASE | BASE | BASE | 9.2% | BASE | FS_2045 | MOD_CNST | MTSAO_BQ | MOD_CNST | UNC | DIESEL_LNG | NO_MIN_GAS | BASE | BASE | EAF_60 | none | BASE | IRP24_MOD | RES_MRGN_10 | BASE3
53 | hac_271 | gurobi | TRUE | TRUE | 0 | TRUE | TRUE | [2026]+list(range(2030,2051,5)) | W_P50 | SL_1 | 1 | redz_corridors_eia | copt | LC-271HAC | existing+tdp | VAR_HR | DELAYED_ESKOM_2035 | FALSE | FALSE | 70% | 100% | BASE | FS_2045 | BASE | BASE | BASE | BASE | 9.2% | BASE | FS_2045 | MOD_CNST | MTSAO_BQ | MOD_CNST | UNC | DIESEL_LNG | NO_MIN_GAS | BASE | BASE | EAF_60 | none | BASE | IRP24_MOD | RES_MRGN_10 | BASE3
54 | hac_250 | gurobi | TRUE | TRUE | 0 | TRUE | TRUE | [2026]+list(range(2030,2051,5)) | W_P50 | SL_1 | 1 | redz_corridors_eia | copt | LC-250HAC | existing+tdp | VAR_HR | DELAYED_ESKOM_2035 | FALSE | FALSE | 70% | 100% | BASE | FS_2045 | BASE | BASE | BASE | BASE | 9.2% | BASE | FS_2045 | MOD_CNST | MTSAO_BQ | MOD_CNST | UNC | DIESEL_LNG | NO_MIN_GAS | BASE | BASE | EAF_60 | none | BASE | IRP24_MOD | RES_MRGN_10 | BASE3
55 | hac_229 | gurobi | TRUE | TRUE | 0 | TRUE | TRUE | [2026]+list(range(2030,2051,5)) | W_P50 | SL_1 | 1 | redz_corridors_eia | copt | LC-229HAC | existing+tdp | VAR_HR | DELAYED_ESKOM_2035 | FALSE | FALSE | 70% | 100% | BASE | FS_2045 | BASE | BASE | BASE | BASE | 9.2% | BASE | FS_2045 | MOD_CNST | MTSAO_BQ | MOD_CNST | UNC | DIESEL_LNG | NO_MIN_GAS | BASE | BASE | EAF_60 | none | BASE | IRP24_MOD | RES_MRGN_10 | BASE3
56 | hac_208 | gurobi | TRUE | TRUE | 0 | TRUE | TRUE | [2026]+list(range(2030,2051,5)) | W_P50 | SL_1 | 1 | redz_corridors_eia | copt | LC-208HAC | existing+tdp | VAR_HR | DELAYED_ESKOM_2035 | FALSE | FALSE | 70% | 100% | BASE | FS_2045 | BASE | BASE | BASE | BASE | 9.2% | BASE | FS_2045 | MOD_CNST | MTSAO_BQ | MOD_CNST | UNC | DIESEL_LNG | NO_MIN_GAS | BASE | BASE | EAF_60 | none | BASE | IRP24_MOD | RES_MRGN_10 | BASE3
57 | hac_188 | gurobi | TRUE | TRUE | 0 | TRUE | TRUE | [2026]+list(range(2030,2051,5)) | W_P50 | SL_1 | 1 | redz_corridors_eia | copt | LC-188HAC | existing+tdp | VAR_HR | DELAYED_ESKOM_2035 | FALSE | FALSE | 70% | 100% | BASE | FS_2045 | BASE | BASE | BASE | BASE | 9.2% | BASE | FS_2045 | MOD_CNST | MTSAO_BQ | MOD_CNST | UNC | DIESEL_LNG | NO_MIN_GAS | BASE | BASE | EAF_60 | none | BASE | IRP24_MOD | RES_MRGN_10 | BASE3
58 | hac_183 | gurobi | TRUE | TRUE | 0 | TRUE | TRUE | [2026]+list(range(2030,2051,5)) | W_P50 | SL_1 | 1 | redz_corridors_eia | copt | LC-183HAC | existing+tdp | VAR_HR | DELAYED_ESKOM_2035 | FALSE | FALSE | 70% | 100% | BASE | FS_2045 | BASE | BASE | BASE | BASE | 9.2% | BASE | FS_2045 | MOD_CNST | MTSAO_BQ | MOD_CNST | UNC | DIESEL_LNG | NO_MIN_GAS | BASE | BASE | EAF_60 | none | BASE | IRP24_MOD | RES_MRGN_10 | BASE3
59 | hac_122 | gurobi | TRUE | TRUE | 0 | TRUE | TRUE | [2026]+list(range(2030,2051,5)) | W_P50 | SL_1 | 1 | redz_corridors_eia | copt | LC-122HAC | existing+tdp | VAR_HR | DELAYED_ESKOM_2035 | FALSE | FALSE | 70% | 100% | BASE | FS_2045 | BASE | BASE | BASE | BASE | 9.2% | BASE | FS_2045 | MOD_CNST | MTSAO_BQ | MOD_CNST | UNC | DIESEL_LNG | NO_MIN_GAS | BASE | BASE | EAF_60 | none | BASE | IRP24_MOD | RES_MRGN_10 | BASE3
60 | hac_91 | gurobi | TRUE | TRUE | 0 | TRUE | TRUE | [2026]+list(range(2030,2051,5)) | W_P50 | SL_1 | 1 | redz_corridors_eia | copt | LC-91HAC | existing+tdp | VAR_HR | DELAYED_ESKOM_2035 | FALSE | FALSE | 70% | 100% | BASE | FS_2045 | BASE | BASE | BASE | BASE | 9.2% | BASE | FS_2045 | MOD_CNST | MTSAO_BQ | MOD_CNST | UNC | DIESEL_LNG | NO_MIN_GAS | BASE | BASE | EAF_60 | none | BASE | IRP24_MOD | RES_MRGN_10 | BASE3
61 | hac_61 | gurobi | TRUE | TRUE | 0 | TRUE | TRUE | [2026]+list(range(2030,2051,5)) | W_P50 | SL_1 | 1 | redz_corridors_eia | copt | LC-61HAC | existing+tdp | VAR_HR | DELAYED_ESKOM_2035 | FALSE | FALSE | 70% | 100% | BASE | FS_2045 | BASE | BASE | BASE | BASE | 9.2% | BASE | FS_2045 | MOD_CNST | MTSAO_BQ | MOD_CNST | UNC | DIESEL_LNG | NO_MIN_GAS | BASE | BASE | EAF_60 | none | BASE | IRP24_MOD | RES_MRGN_10 | BASE3
62 | hac_30 | gurobi | TRUE | TRUE | 0 | TRUE | TRUE | [2026]+list(range(2030,2051,5)) | W_P50 | SL_1 | 1 | redz_corridors_eia | copt | LC-30HAC | existing+tdp | VAR_HR | DELAYED_ESKOM_2035 | FALSE | FALSE | 70% | 100% | BASE | FS_2045 | BASE | BASE | BASE | BASE | 9.2% | BASE | FS_2045 | MOD_CNST | MTSAO_BQ | MOD_CNST | UNC | DIESEL_LNG | NO_MIN_GAS | BASE | BASE | EAF_60 | none | BASE | IRP24_MOD | RES_MRGN_10 | BASE3
63 | hac_15 | gurobi | TRUE | TRUE | 0 | TRUE | TRUE | [2026]+list(range(2030,2051,5)) | W_P50 | SL_1 | 1 | redz_corridors_eia | copt | LC-15HAC | existing+tdp | VAR_HR | DELAYED_ESKOM_2035 | FALSE | FALSE | 70% | 100% | BASE | FS_2045 | BASE | BASE | BASE | BASE | 9.2% | BASE | FS_2045 | MOD_CNST | MTSAO_BQ | MOD_CNST | UNC | DIESEL_LNG | NO_MIN_GAS | BASE | BASE | EAF_60 | none | BASE | IRP24_MOD | RES_MRGN_10 | BASE3
64 | kshape_333 | gurobi | TRUE | TRUE | 0 | TRUE | TRUE | [2026]+list(range(2030,2051,5)) | W_P50 | SL_1 | 1 | redz_corridors_eia | copt | LC-333KSHAPE | existing+tdp | VAR_HR | DELAYED_ESKOM_2035 | FALSE | FALSE | 70% | 100% | BASE | FS_2045 | BASE | BASE | BASE | BASE | 9.2% | BASE | FS_2045 | MOD_CNST | MTSAO_BQ | MOD_CNST | UNC | DIESEL_LNG | NO_MIN_GAS | BASE | BASE | EAF_60 | none | BASE | IRP24_MOD | RES_MRGN_10 | BASE3
65 | kshape_313 | gurobi | TRUE | TRUE | 0 | TRUE | TRUE | [2026]+list(range(2030,2051,5)) | W_P50 | SL_1 | 1 | redz_corridors_eia | copt | LC-313KSHAPE | existing+tdp | VAR_HR | DELAYED_ESKOM_2035 | FALSE | FALSE | 70% | 100% | BASE | FS_2045 | BASE | BASE | BASE | BASE | 9.2% | BASE | FS_2045 | MOD_CNST | MTSAO_BQ | MOD_CNST | UNC | DIESEL_LNG | NO_MIN_GAS | BASE | BASE | EAF_60 | none | BASE | IRP24_MOD | RES_MRGN_10 | BASE3
66 | kshape_292 | gurobi | TRUE | TRUE | 0 | TRUE | TRUE | [2026]+list(range(2030,2051,5)) | W_P50 | SL_1 | 1 | redz_corridors_eia | copt | LC-292KSHAPE | existing+tdp | VAR_HR | DELAYED_ESKOM_2035 | FALSE | FALSE | 70% | 100% | BASE | FS_2045 | BASE | BASE | BASE | BASE | 9.2% | BASE | FS_2045 | MOD_CNST | MTSAO_BQ | MOD_CNST | UNC | DIESEL_LNG | NO_MIN_GAS | BASE | BASE | EAF_60 | none | BASE | IRP24_MOD | RES_MRGN_10 | BASE3
67 | kshape_271 | gurobi | TRUE | TRUE | 0 | TRUE | TRUE | [2026]+list(range(2030,2051,5)) | W_P50 | SL_1 | 1 | redz_corridors_eia | copt | LC-271KSHAPE | existing+tdp | VAR_HR | DELAYED_ESKOM_2035 | FALSE | FALSE | 70% | 100% | BASE | FS_2045 | BASE | BASE | BASE | BASE | 9.2% | BASE | FS_2045 | MOD_CNST | MTSAO_BQ | MOD_CNST | UNC | DIESEL_LNG | NO_MIN_GAS | BASE | BASE | EAF_60 | none | BASE | IRP24_MOD | RES_MRGN_10 | BASE3
68 | kshape_250 | gurobi | TRUE | TRUE | 0 | TRUE | TRUE | [2026]+list(range(2030,2051,5)) | W_P50 | SL_1 | 1 | redz_corridors_eia | copt | LC-250KSHAPE | existing+tdp | VAR_HR | DELAYED_ESKOM_2035 | FALSE | FALSE | 70% | 100% | BASE | FS_2045 | BASE | BASE | BASE | BASE | 9.2% | BASE | FS_2045 | MOD_CNST | MTSAO_BQ | MOD_CNST | UNC | DIESEL_LNG | NO_MIN_GAS | BASE | BASE | EAF_60 | none | BASE | IRP24_MOD | RES_MRGN_10 | BASE3
69 | kshape_229 | gurobi | TRUE | TRUE | 0 | TRUE | TRUE | [2026]+list(range(2030,2051,5)) | W_P50 | SL_1 | 1 | redz_corridors_eia | copt | LC-229KSHAPE | existing+tdp | VAR_HR | DELAYED_ESKOM_2035 | FALSE | FALSE | 70% | 100% | BASE | FS_2045 | BASE | BASE | BASE | BASE | 9.2% | BASE | FS_2045 | MOD_CNST | MTSAO_BQ | MOD_CNST | UNC | DIESEL_LNG | NO_MIN_GAS | BASE | BASE | EAF_60 | none | BASE | IRP24_MOD | RES_MRGN_10 | BASE3
70 | kshape_208 | gurobi | TRUE | TRUE | 0 | TRUE | TRUE | [2026]+list(range(2030,2051,5)) | W_P50 | SL_1 | 1 | redz_corridors_eia | copt | LC-208KSHAPE | existing+tdp | VAR_HR | DELAYED_ESKOM_2035 | FALSE | FALSE | 70% | 100% | BASE | FS_2045 | BASE | BASE | BASE | BASE | 9.2% | BASE | FS_2045 | MOD_CNST | MTSAO_BQ | MOD_CNST | UNC | DIESEL_LNG | NO_MIN_GAS | BASE | BASE | EAF_60 | none | BASE | IRP24_MOD | RES_MRGN_10 | BASE3
71 | kshape_188 | gurobi | TRUE | TRUE | 0 | TRUE | TRUE | [2026]+list(range(2030,2051,5)) | W_P50 | SL_1 | 1 | redz_corridors_eia | copt | LC-188KSHAPE | existing+tdp | VAR_HR | DELAYED_ESKOM_2035 | FALSE | FALSE | 70% | 100% | BASE | FS_2045 | BASE | BASE | BASE | BASE | 9.2% | BASE | FS_2045 | MOD_CNST | MTSAO_BQ | MOD_CNST | UNC | DIESEL_LNG | NO_MIN_GAS | BASE | BASE | EAF_60 | none | BASE | IRP24_MOD | RES_MRGN_10 | BASE3
72 | kshape_183 | gurobi | TRUE | TRUE | 0 | TRUE | TRUE | [2026]+list(range(2030,2051,5)) | W_P50 | SL_1 | 1 | redz_corridors_eia | copt | LC-183KSHAPE | existing+tdp | VAR_HR | DELAYED_ESKOM_2035 | FALSE | FALSE | 70% | 100% | BASE | FS_2045 | BASE | BASE | BASE | BASE | 9.2% | BASE | FS_2045 | MOD_CNST | MTSAO_BQ | MOD_CNST | UNC | DIESEL_LNG | NO_MIN_GAS | BASE | BASE | EAF_60 | none | BASE | IRP24_MOD | RES_MRGN_10 | BASE3
73 | kshape_122 | gurobi | TRUE | TRUE | 0 | TRUE | TRUE | [2026]+list(range(2030,2051,5)) | W_P50 | SL_1 | 1 | redz_corridors_eia | copt | LC-122KSHAPE | existing+tdp | VAR_HR | DELAYED_ESKOM_2035 | FALSE | FALSE | 70% | 100% | BASE | FS_2045 | BASE | BASE | BASE | BASE | 9.2% | BASE | FS_2045 | MOD_CNST | MTSAO_BQ | MOD_CNST | UNC | DIESEL_LNG | NO_MIN_GAS | BASE | BASE | EAF_60 | none | BASE | IRP24_MOD | RES_MRGN_10 | BASE3
74 | kshape_91 | gurobi | TRUE | TRUE | 0 | TRUE | TRUE | [2026]+list(range(2030,2051,5)) | W_P50 | SL_1 | 1 | redz_corridors_eia | copt | LC-91KSHAPE | existing+tdp | VAR_HR | DELAYED_ESKOM_2035 | FALSE | FALSE | 70% | 100% | BASE | FS_2045 | BASE | BASE | BASE | BASE | 9.2% | BASE | FS_2045 | MOD_CNST | MTSAO_BQ | MOD_CNST | UNC | DIESEL_LNG | NO_MIN_GAS | BASE | BASE | EAF_60 | none | BASE | IRP24_MOD | RES_MRGN_10 | BASE3
75 | kshape_61 | gurobi | TRUE | TRUE | 0 | TRUE | TRUE | [2026]+list(range(2030,2051,5)) | W_P50 | SL_1 | 1 | redz_corridors_eia | copt | LC-61KSHAPE | existing+tdp | VAR_HR | DELAYED_ESKOM_2035 | FALSE | FALSE | 70% | 100% | BASE | FS_2045 | BASE | BASE | BASE | BASE | 9.2% | BASE | FS_2045 | MOD_CNST | MTSAO_BQ | MOD_CNST | UNC | DIESEL_LNG | NO_MIN_GAS | BASE | BASE | EAF_60 | none | BASE | IRP24_MOD | RES_MRGN_10 | BASE3
76 | kshape_30 | gurobi | TRUE | TRUE | 0 | TRUE | TRUE | [2026]+list(range(2030,2051,5)) | W_P50 | SL_1 | 1 | redz_corridors_eia | copt | LC-30KSHAPE | existing+tdp | VAR_HR | DELAYED_ESKOM_2035 | FALSE | FALSE | 70% | 100% | BASE | FS_2045 | BASE | BASE | BASE | BASE | 9.2% | BASE | FS_2045 | MOD_CNST | MTSAO_BQ | MOD_CNST | UNC | DIESEL_LNG | NO_MIN_GAS | BASE | BASE | EAF_60 | none | BASE | IRP24_MOD | RES_MRGN_10 | BASE3
77 | kshape_15 | gurobi | TRUE | TRUE | 0 | TRUE | TRUE | [2026]+list(range(2030,2051,5)) | W_P50 | SL_1 | 1 | redz_corridors_eia | copt | LC-15KSHAPE | existing+tdp | VAR_HR | DELAYED_ESKOM_2035 | FALSE | FALSE | 70% | 100% | BASE | FS_2045 | BASE | BASE | BASE | BASE | 9.2% | BASE | FS_2045 | MOD_CNST | MTSAO_BQ | MOD_CNST | UNC | DIESEL_LNG | NO_MIN_GAS | BASE | BASE | EAF_60 | none | BASE | IRP24_MOD | RES_MRGN_10 | BASE3

## archive
index | scenario | iteration | iteration_prev | machine | capacity_solver | dispatch_solver | show | export | export_iteration | run_scenario | dispatch_sensitivity | dispatch_capacity_modifiers | variable_storage_vom | capacity_years | dispatch_years | capacity_weather | dispatch_weather | dispatch_coal_flex | regions | resource_area | line_expansion | options | transmission_grid | fixed_conventional | phased_decom | unit_com_in_capacity | endogenous_coal_decom | override_coal_msl | coal_ramp_rate_multiplier | fixed_fuel_prices | fixed_emissions | fixed_renewables | fixed_storage | extendable_active | extendable_parameters | global_discount_rate | extendable_fuel_prices | extendable_emissions | extendable_max_total | extendable_min_total | extendable_max_annual | extendable_min_annual | aux_stg_feed | capacity_operational_limits | dispatch_operational_limits | operational_reserves | outage_profiles | annual_availability | carbon_constraints | carbon_tax | load_trajectory | reserve_margin | capacity_credits
1 | S1 | 0 |  | pklein-DESKTOP2 | copt | copt | TRUE | TRUE | 0 | FALSE | none |  | TRUE | [2025, 2029]+list(range(2030,2051,5)) | range(2030,2051,2) | W_P50 | W_P50 | SL_0 | 1 | redz_corridors_eia | copt | LC | existing+tdp | BASE_COALFLEX | DELAYED_ESKOM_2035 | TRUE | TRUE | 70% | 150% | BASE_PMR1b | FS_2045 | BASE | BASE | BASE | BASE_PMR1b | 9.2% | BASE_PMR1b | FS_2045 | MOD_CNST | MTSAO_BQ | MOD_CNST | UNC | DIESEL_LNG | NO_MIN_GAS | NO_MIN_GAS | BASE | BASE | EAF_60 | none | BASE_PMR1b | IRP24_LOW | RES_MRGN_10 | BASE3
2 | S2 | 0 |  | pklein-DESKTOP2 | copt | copt | TRUE | TRUE | 0 | FALSE | none |  | TRUE | [2025, 2029]+list(range(2030,2051,5)) | range(2030,2051,2) | W_P50 | W_P50 | SL_0 | 1 | redz_corridors_eia | copt | LC | existing+tdp | BASE_COALFLEX | DELAYED_ESKOM_2035 | TRUE | TRUE | 70% | 100% | BASE_PMR1b | FS_2045 | BASE | BASE | BASE | BASE_PMR1b | 9.2% | BASE_PMR1b | FS_2045 | MOD_CNST | MTSAO_BQ | MOD_CNST | UNC | DIESEL_LNG | NO_MIN_GAS | NO_MIN_GAS | BASE | BASE | EAF_60 | none | BASE_PMR1b | IRP24_LOW | RES_MRGN_10 | BASE3
3 | S3 | 0 |  | pklein-DESKTOP2 | copt | copt | TRUE | TRUE | 0 | FALSE | none |  | TRUE | [2025, 2029]+list(range(2030,2051,5)) | range(2030,2051,2) | W_P50 | W_P50 | SL_0 | 1 | redz_corridors_eia | copt | LC | existing+tdp | BASE_COALFLEX | DELAYED_ESKOM_2035 | TRUE | TRUE | 70% | 50% | BASE_PMR1b | FS_2045 | BASE | BASE | BASE | BASE_PMR1b | 9.2% | BASE_PMR1b | FS_2045 | MOD_CNST | MTSAO_BQ | MOD_CNST | UNC | DIESEL_LNG | NO_MIN_GAS | NO_MIN_GAS | BASE | BASE | EAF_60 | none | BASE_PMR1b | IRP24_LOW | RES_MRGN_10 | BASE3
4 | S4 | 0 |  | pklein-DESKTOP2 | copt | copt | TRUE | TRUE | 0 | FALSE | none |  | TRUE | [2025, 2029]+list(range(2030,2051,5)) | range(2030,2051,2) | W_P50 | W_P50 | SL_0 | 1 | redz_corridors_eia | copt | LC | existing+tdp | BASE_COALFLEX | DELAYED_ESKOM_2035 | TRUE | TRUE | 60% | 150% | BASE_PMR1b | FS_2045 | BASE | BASE | BASE | BASE_PMR1b | 9.2% | BASE_PMR1b | FS_2045 | MOD_CNST | MTSAO_BQ | MOD_CNST | UNC | DIESEL_LNG | NO_MIN_GAS | NO_MIN_GAS | BASE | BASE | EAF_60 | none | BASE_PMR1b | IRP24_LOW | RES_MRGN_10 | BASE3
5 | S5 | 0 |  | pklein-DESKTOP2 | copt | copt | TRUE | TRUE | 0 | FALSE | none |  | TRUE | [2025, 2029]+list(range(2030,2051,5)) | range(2030,2051,2) | W_P50 | W_P50 | SL_0 | 1 | redz_corridors_eia | copt | LC | existing+tdp | BASE_COALFLEX | DELAYED_ESKOM_2035 | TRUE | TRUE | 60% | 100% | BASE_PMR1b | FS_2045 | BASE | BASE | BASE | BASE_PMR1b | 9.2% | BASE_PMR1b | FS_2045 | MOD_CNST | MTSAO_BQ | MOD_CNST | UNC | DIESEL_LNG | NO_MIN_GAS | NO_MIN_GAS | BASE | BASE | EAF_60 | none | BASE_PMR1b | IRP24_LOW | RES_MRGN_10 | BASE3
6 | S6 | 0 |  | pklein-DESKTOP2 | copt | copt | TRUE | TRUE | 0 | FALSE | none |  | TRUE | [2025, 2029]+list(range(2030,2051,5)) | range(2030,2051,2) | W_P50 | W_P50 | SL_0 | 1 | redz_corridors_eia | copt | LC | existing+tdp | BASE_COALFLEX | DELAYED_ESKOM_2035 | TRUE | TRUE | 60% | 50% | BASE_PMR1b | FS_2045 | BASE | BASE | BASE | BASE_PMR1b | 9.2% | BASE_PMR1b | FS_2045 | MOD_CNST | MTSAO_BQ | MOD_CNST | UNC | DIESEL_LNG | NO_MIN_GAS | NO_MIN_GAS | BASE | BASE | EAF_60 | none | BASE_PMR1b | IRP24_LOW | RES_MRGN_10 | BASE3
7 | S7 | 0 |  | pklein-DESKTOP2 | copt | copt | TRUE | TRUE | 0 | FALSE | none |  | TRUE | [2025, 2029]+list(range(2030,2051,5)) | range(2030,2051,2) | W_P50 | W_P50 | SL_0 | 1 | redz_corridors_eia | copt | LC | existing+tdp | BASE_COALFLEX | DELAYED_ESKOM_2035 | TRUE | TRUE | 50% | 150% | BASE_PMR1b | FS_2045 | BASE | BASE | BASE | BASE_PMR1b | 9.2% | BASE_PMR1b | FS_2045 | MOD_CNST | MTSAO_BQ | MOD_CNST | UNC | DIESEL_LNG | NO_MIN_GAS | NO_MIN_GAS | BASE | BASE | EAF_60 | none | BASE_PMR1b | IRP24_LOW | RES_MRGN_10 | BASE3
8 | S8 | 0 |  | pklein-DESKTOP2 | copt | copt | TRUE | TRUE | 0 | FALSE | none |  | TRUE | [2025, 2029]+list(range(2030,2051,5)) | range(2030,2051,2) | W_P50 | W_P50 | SL_0 | 1 | redz_corridors_eia | copt | LC | existing+tdp | BASE_COALFLEX | DELAYED_ESKOM_2035 | TRUE | TRUE | 50% | 100% | BASE_PMR1b | FS_2045 | BASE | BASE | BASE | BASE_PMR1b | 9.2% | BASE_PMR1b | FS_2045 | MOD_CNST | MTSAO_BQ | MOD_CNST | UNC | DIESEL_LNG | NO_MIN_GAS | NO_MIN_GAS | BASE | BASE | EAF_60 | none | BASE_PMR1b | IRP24_LOW | RES_MRGN_10 | BASE3
9 | S9 | 0 |  | pklein-DESKTOP2 | copt | copt | TRUE | TRUE | 0 | FALSE | none |  | TRUE | [2025, 2029]+list(range(2030,2051,5)) | range(2030,2051,2) | W_P50 | W_P50 | SL_0 | 1 | redz_corridors_eia | copt | LC | existing+tdp | BASE_COALFLEX | DELAYED_ESKOM_2035 | TRUE | TRUE | 50% | 50% | BASE_PMR1b | FS_2045 | BASE | BASE | BASE | BASE_PMR1b | 9.2% | BASE_PMR1b | FS_2045 | MOD_CNST | MTSAO_BQ | MOD_CNST | UNC | DIESEL_LNG | NO_MIN_GAS | NO_MIN_GAS | BASE | BASE | EAF_60 | none | BASE_PMR1b | IRP24_LOW | RES_MRGN_10 | BASE3
10 | S10 | 0 |  | pklein-DESKTOP2 | copt | copt | TRUE | TRUE | 0 | FALSE | none |  | TRUE | [2025, 2029]+list(range(2030,2051,5)) | range(2030,2051,2) | W_P50 | W_P50 | SL_0 | 1 | redz_corridors_eia | copt | LC | existing+tdp | BASE_COALFLEX | DELAYED_ESKOM_2035 | TRUE | TRUE | 40% | 150% | BASE_PMR1b | FS_2045 | BASE | BASE | BASE | BASE_PMR1b | 9.2% | BASE_PMR1b | FS_2045 | MOD_CNST | MTSAO_BQ | MOD_CNST | UNC | DIESEL_LNG | NO_MIN_GAS | NO_MIN_GAS | BASE | BASE | EAF_60 | none | BASE_PMR1b | IRP24_LOW | RES_MRGN_10 | BASE3
11 | S11 | 0 |  | pklein-DESKTOP2 | copt | copt | TRUE | TRUE | 0 | FALSE | none |  | TRUE | [2025, 2029]+list(range(2030,2051,5)) | range(2030,2051,2) | W_P50 | W_P50 | SL_0 | 1 | redz_corridors_eia | copt | LC | existing+tdp | BASE_COALFLEX | DELAYED_ESKOM_2035 | TRUE | TRUE | 40% | 100% | BASE_PMR1b | FS_2045 | BASE | BASE | BASE | BASE_PMR1b | 9.2% | BASE_PMR1b | FS_2045 | MOD_CNST | MTSAO_BQ | MOD_CNST | UNC | DIESEL_LNG | NO_MIN_GAS | NO_MIN_GAS | BASE | BASE | EAF_60 | none | BASE_PMR1b | IRP24_LOW | RES_MRGN_10 | BASE3
12 | S12 | 0 |  | pklein-DESKTOP2 | copt | copt | TRUE | TRUE | 0 | FALSE | none |  | TRUE | [2025, 2029]+list(range(2030,2051,5)) | range(2030,2051,2) | W_P50 | W_P50 | SL_0 | 1 | redz_corridors_eia | copt | LC | existing+tdp | BASE_COALFLEX | DELAYED_ESKOM_2035 | TRUE | TRUE | 40% | 50% | BASE_PMR1b | FS_2045 | BASE | BASE | BASE | BASE_PMR1b | 9.2% | BASE_PMR1b | FS_2045 | MOD_CNST | MTSAO_BQ | MOD_CNST | UNC | DIESEL_LNG | NO_MIN_GAS | NO_MIN_GAS | BASE | BASE | EAF_60 | none | BASE_PMR1b | IRP24_LOW | RES_MRGN_10 | BASE3
13 | S13 | 0 |  | pklein-DESKTOP2 | copt | copt | TRUE | TRUE | 0 | FALSE | none |  | TRUE | [2025, 2029]+list(range(2030,2051,5)) | range(2030,2051,2) | W_P50 | W_P50 | SL_1 | 1 | redz_corridors_eia | copt | LC | existing+tdp | BASE_COALFLEX | DELAYED_ESKOM_2035 | TRUE | TRUE | 70% | 150% | BASE_PMR1b | FS_2045 | BASE | BASE | BASE | BASE_PMR1b | 9.2% | BASE_PMR1b | FS_2045 | MOD_CNST | MTSAO_BQ | MOD_CNST | UNC | DIESEL_LNG | NO_MIN_GAS | NO_MIN_GAS | BASE | BASE | EAF_60 | none | BASE_PMR1b | IRP24_LOW | RES_MRGN_10 | BASE3
14 | S14 | 0 |  | pklein-DESKTOP2 | copt | copt | TRUE | TRUE | 0 | FALSE | none |  | TRUE | [2025, 2029]+list(range(2030,2051,5)) | range(2030,2051,2) | W_P50 | W_P50 | SL_1 | 1 | redz_corridors_eia | copt | LC | existing+tdp | BASE_COALFLEX | DELAYED_ESKOM_2035 | TRUE | TRUE | 70% | 100% | BASE_PMR1b | FS_2045 | BASE | BASE | BASE | BASE_PMR1b | 9.2% | BASE_PMR1b | FS_2045 | MOD_CNST | MTSAO_BQ | MOD_CNST | UNC | DIESEL_LNG | NO_MIN_GAS | NO_MIN_GAS | BASE | BASE | EAF_60 | none | BASE_PMR1b | IRP24_LOW | RES_MRGN_10 | BASE3
15 | S15 | 0 |  | pklein-DESKTOP2 | copt | copt | TRUE | TRUE | 0 | FALSE | none |  | TRUE | [2025, 2029]+list(range(2030,2051,5)) | range(2030,2051,2) | W_P50 | W_P50 | SL_1 | 1 | redz_corridors_eia | copt | LC | existing+tdp | BASE_COALFLEX | DELAYED_ESKOM_2035 | TRUE | TRUE | 70% | 50% | BASE_PMR1b | FS_2045 | BASE | BASE | BASE | BASE_PMR1b | 9.2% | BASE_PMR1b | FS_2045 | MOD_CNST | MTSAO_BQ | MOD_CNST | UNC | DIESEL_LNG | NO_MIN_GAS | NO_MIN_GAS | BASE | BASE | EAF_60 | none | BASE_PMR1b | IRP24_LOW | RES_MRGN_10 | BASE3
16 | S16 | 0 |  | pklein-DESKTOP2 | copt | copt | TRUE | TRUE | 0 | FALSE | none |  | TRUE | [2025, 2029]+list(range(2030,2051,5)) | range(2030,2051,2) | W_P50 | W_P50 | SL_1 | 1 | redz_corridors_eia | copt | LC | existing+tdp | BASE_COALFLEX | DELAYED_ESKOM_2035 | TRUE | TRUE | 60% | 150% | BASE_PMR1b | FS_2045 | BASE | BASE | BASE | BASE_PMR1b | 9.2% | BASE_PMR1b | FS_2045 | MOD_CNST | MTSAO_BQ | MOD_CNST | UNC | DIESEL_LNG | NO_MIN_GAS | NO_MIN_GAS | BASE | BASE | EAF_60 | none | BASE_PMR1b | IRP24_LOW | RES_MRGN_10 | BASE3
17 | S17 | 0 |  | pklein-DESKTOP2 | copt | copt | TRUE | TRUE | 0 | FALSE | none |  | TRUE | [2025, 2029]+list(range(2030,2051,5)) | range(2030,2051,2) | W_P50 | W_P50 | SL_1 | 1 | redz_corridors_eia | copt | LC | existing+tdp | BASE_COALFLEX | DELAYED_ESKOM_2035 | TRUE | TRUE | 60% | 100% | BASE_PMR1b | FS_2045 | BASE | BASE | BASE | BASE_PMR1b | 9.2% | BASE_PMR1b | FS_2045 | MOD_CNST | MTSAO_BQ | MOD_CNST | UNC | DIESEL_LNG | NO_MIN_GAS | NO_MIN_GAS | BASE | BASE | EAF_60 | none | BASE_PMR1b | IRP24_LOW | RES_MRGN_10 | BASE3
18 | S18 | 0 |  | pklein-DESKTOP2 | copt | copt | TRUE | TRUE | 0 | FALSE | none |  | TRUE | [2025, 2029]+list(range(2030,2051,5)) | range(2030,2051,2) | W_P50 | W_P50 | SL_1 | 1 | redz_corridors_eia | copt | LC | existing+tdp | BASE_COALFLEX | DELAYED_ESKOM_2035 | TRUE | TRUE | 60% | 50% | BASE_PMR1b | FS_2045 | BASE | BASE | BASE | BASE_PMR1b | 9.2% | BASE_PMR1b | FS_2045 | MOD_CNST | MTSAO_BQ | MOD_CNST | UNC | DIESEL_LNG | NO_MIN_GAS | NO_MIN_GAS | BASE | BASE | EAF_60 | none | BASE_PMR1b | IRP24_LOW | RES_MRGN_10 | BASE3
19 | S19 | 0 |  | pklein-DESKTOP2 | copt | copt | TRUE | TRUE | 0 | FALSE | none |  | TRUE | [2025, 2029]+list(range(2030,2051,5)) | range(2030,2051,2) | W_P50 | W_P50 | SL_1 | 1 | redz_corridors_eia | copt | LC | existing+tdp | BASE_COALFLEX | DELAYED_ESKOM_2035 | TRUE | TRUE | 50% | 150% | BASE_PMR1b | FS_2045 | BASE | BASE | BASE | BASE_PMR1b | 9.2% | BASE_PMR1b | FS_2045 | MOD_CNST | MTSAO_BQ | MOD_CNST | UNC | DIESEL_LNG | NO_MIN_GAS | NO_MIN_GAS | BASE | BASE | EAF_60 | none | BASE_PMR1b | IRP24_LOW | RES_MRGN_10 | BASE3
20 | S20 | 0 |  | pklein-DESKTOP2 | copt | copt | TRUE | TRUE | 0 | FALSE | none |  | TRUE | [2025, 2029]+list(range(2030,2051,5)) | range(2030,2051,2) | W_P50 | W_P50 | SL_1 | 1 | redz_corridors_eia | copt | LC | existing+tdp | BASE_COALFLEX | DELAYED_ESKOM_2035 | TRUE | TRUE | 50% | 100% | BASE_PMR1b | FS_2045 | BASE | BASE | BASE | BASE_PMR1b | 9.2% | BASE_PMR1b | FS_2045 | MOD_CNST | MTSAO_BQ | MOD_CNST | UNC | DIESEL_LNG | NO_MIN_GAS | NO_MIN_GAS | BASE | BASE | EAF_60 | none | BASE_PMR1b | IRP24_LOW | RES_MRGN_10 | BASE3
21 | S21 | 0 |  | pklein-DESKTOP2 | copt | copt | TRUE | TRUE | 0 | FALSE | none |  | TRUE | [2025, 2029]+list(range(2030,2051,5)) | range(2030,2051,2) | W_P50 | W_P50 | SL_1 | 1 | redz_corridors_eia | copt | LC | existing+tdp | BASE_COALFLEX | DELAYED_ESKOM_2035 | TRUE | TRUE | 50% | 50% | BASE_PMR1b | FS_2045 | BASE | BASE | BASE | BASE_PMR1b | 9.2% | BASE_PMR1b | FS_2045 | MOD_CNST | MTSAO_BQ | MOD_CNST | UNC | DIESEL_LNG | NO_MIN_GAS | NO_MIN_GAS | BASE | BASE | EAF_60 | none | BASE_PMR1b | IRP24_LOW | RES_MRGN_10 | BASE3
22 | S22 | 0 |  | pklein-DESKTOP2 | copt | copt | TRUE | TRUE | 0 | FALSE | none |  | TRUE | [2025, 2029]+list(range(2030,2051,5)) | range(2030,2051,2) | W_P50 | W_P50 | SL_1 | 1 | redz_corridors_eia | copt | LC | existing+tdp | BASE_COALFLEX | DELAYED_ESKOM_2035 | TRUE | TRUE | 40% | 150% | BASE_PMR1b | FS_2045 | BASE | BASE | BASE | BASE_PMR1b | 9.2% | BASE_PMR1b | FS_2045 | MOD_CNST | MTSAO_BQ | MOD_CNST | UNC | DIESEL_LNG | NO_MIN_GAS | NO_MIN_GAS | BASE | BASE | EAF_60 | none | BASE_PMR1b | IRP24_LOW | RES_MRGN_10 | BASE3
23 | S23 | 0 |  | pklein-DESKTOP2 | copt | copt | TRUE | TRUE | 0 | FALSE | none |  | TRUE | [2025, 2029]+list(range(2030,2051,5)) | range(2030,2051,2) | W_P50 | W_P50 | SL_1 | 1 | redz_corridors_eia | copt | LC | existing+tdp | BASE_COALFLEX | DELAYED_ESKOM_2035 | TRUE | TRUE | 40% | 100% | BASE_PMR1b | FS_2045 | BASE | BASE | BASE | BASE_PMR1b | 9.2% | BASE_PMR1b | FS_2045 | MOD_CNST | MTSAO_BQ | MOD_CNST | UNC | DIESEL_LNG | NO_MIN_GAS | NO_MIN_GAS | BASE | BASE | EAF_60 | none | BASE_PMR1b | IRP24_LOW | RES_MRGN_10 | BASE3
24 | S24 | 0 |  | pklein-DESKTOP2 | copt | copt | TRUE | TRUE | 0 | FALSE | none |  | TRUE | [2025, 2029]+list(range(2030,2051,5)) | range(2030,2051,2) | W_P50 | W_P50 | SL_1 | 1 | redz_corridors_eia | copt | LC | existing+tdp | BASE_COALFLEX | DELAYED_ESKOM_2035 | TRUE | TRUE | 40% | 50% | BASE_PMR1b | FS_2045 | BASE | BASE | BASE | BASE_PMR1b | 9.2% | BASE_PMR1b | FS_2045 | MOD_CNST | MTSAO_BQ | MOD_CNST | UNC | DIESEL_LNG | NO_MIN_GAS | NO_MIN_GAS | BASE | BASE | EAF_60 | none | BASE_PMR1b | IRP24_LOW | RES_MRGN_10 | BASE3
25 | S25 | 0 |  | pklein-DESKTOP2 | copt | copt | TRUE | TRUE | 0 | FALSE | none |  | TRUE | [2025, 2029]+list(range(2030,2051,5)) | range(2030,2051,2) | W_P50 | W_P50 | SL_6 | 1 | redz_corridors_eia | copt | LC | existing+tdp | BASE_COALFLEX | DELAYED_ESKOM_2035 | TRUE | TRUE | 70% | 150% | BASE_PMR1b | FS_2045 | BASE | BASE | BASE | BASE_PMR1b | 9.2% | BASE_PMR1b | FS_2045 | MOD_CNST | MTSAO_BQ | MOD_CNST | UNC | DIESEL_LNG | NO_MIN_GAS | NO_MIN_GAS | BASE | BASE | EAF_60 | none | BASE_PMR1b | IRP24_LOW | RES_MRGN_10 | BASE3
26 | S26 | 0 |  | pklein-DESKTOP2 | copt | copt | TRUE | TRUE | 0 | FALSE | none |  | TRUE | [2025, 2029]+list(range(2030,2051,5)) | range(2030,2051,2) | W_P50 | W_P50 | SL_6 | 1 | redz_corridors_eia | copt | LC | existing+tdp | BASE_COALFLEX | DELAYED_ESKOM_2035 | TRUE | TRUE | 70% | 100% | BASE_PMR1b | FS_2045 | BASE | BASE | BASE | BASE_PMR1b | 9.2% | BASE_PMR1b | FS_2045 | MOD_CNST | MTSAO_BQ | MOD_CNST | UNC | DIESEL_LNG | NO_MIN_GAS | NO_MIN_GAS | BASE | BASE | EAF_60 | none | BASE_PMR1b | IRP24_LOW | RES_MRGN_10 | BASE3
27 | S27 | 0 |  | pklein-DESKTOP2 | copt | copt | TRUE | TRUE | 0 | FALSE | none |  | TRUE | [2025, 2029]+list(range(2030,2051,5)) | range(2030,2051,2) | W_P50 | W_P50 | SL_6 | 1 | redz_corridors_eia | copt | LC | existing+tdp | BASE_COALFLEX | DELAYED_ESKOM_2035 | TRUE | TRUE | 70% | 50% | BASE_PMR1b | FS_2045 | BASE | BASE | BASE | BASE_PMR1b | 9.2% | BASE_PMR1b | FS_2045 | MOD_CNST | MTSAO_BQ | MOD_CNST | UNC | DIESEL_LNG | NO_MIN_GAS | NO_MIN_GAS | BASE | BASE | EAF_60 | none | BASE_PMR1b | IRP24_LOW | RES_MRGN_10 | BASE3
28 | S28 | 0 |  | pklein-DESKTOP2 | copt | copt | TRUE | TRUE | 0 | FALSE | none |  | TRUE | [2025, 2029]+list(range(2030,2051,5)) | range(2030,2051,2) | W_P50 | W_P50 | SL_6 | 1 | redz_corridors_eia | copt | LC | existing+tdp | BASE_COALFLEX | DELAYED_ESKOM_2035 | TRUE | TRUE | 60% | 150% | BASE_PMR1b | FS_2045 | BASE | BASE | BASE | BASE_PMR1b | 9.2% | BASE_PMR1b | FS_2045 | MOD_CNST | MTSAO_BQ | MOD_CNST | UNC | DIESEL_LNG | NO_MIN_GAS | NO_MIN_GAS | BASE | BASE | EAF_60 | none | BASE_PMR1b | IRP24_LOW | RES_MRGN_10 | BASE3
29 | S29 | 0 |  | pklein-DESKTOP2 | copt | copt | TRUE | TRUE | 0 | FALSE | none |  | TRUE | [2025, 2029]+list(range(2030,2051,5)) | range(2030,2051,2) | W_P50 | W_P50 | SL_6 | 1 | redz_corridors_eia | copt | LC | existing+tdp | BASE_COALFLEX | DELAYED_ESKOM_2035 | TRUE | TRUE | 60% | 100% | BASE_PMR1b | FS_2045 | BASE | BASE | BASE | BASE_PMR1b | 9.2% | BASE_PMR1b | FS_2045 | MOD_CNST | MTSAO_BQ | MOD_CNST | UNC | DIESEL_LNG | NO_MIN_GAS | NO_MIN_GAS | BASE | BASE | EAF_60 | none | BASE_PMR1b | IRP24_LOW | RES_MRGN_10 | BASE3
30 | S30 | 0 |  | pklein-DESKTOP2 | copt | copt | TRUE | TRUE | 0 | FALSE | none |  | TRUE | [2025, 2029]+list(range(2030,2051,5)) | range(2030,2051,2) | W_P50 | W_P50 | SL_6 | 1 | redz_corridors_eia | copt | LC | existing+tdp | BASE_COALFLEX | DELAYED_ESKOM_2035 | TRUE | TRUE | 60% | 50% | BASE_PMR1b | FS_2045 | BASE | BASE | BASE | BASE_PMR1b | 9.2% | BASE_PMR1b | FS_2045 | MOD_CNST | MTSAO_BQ | MOD_CNST | UNC | DIESEL_LNG | NO_MIN_GAS | NO_MIN_GAS | BASE | BASE | EAF_60 | none | BASE_PMR1b | IRP24_LOW | RES_MRGN_10 | BASE3
31 | S31 | 0 |  | pklein-DESKTOP2 | copt | copt | TRUE | TRUE | 0 | FALSE | none |  | TRUE | [2025, 2029]+list(range(2030,2051,5)) | range(2030,2051,2) | W_P50 | W_P50 | SL_6 | 1 | redz_corridors_eia | copt | LC | existing+tdp | BASE_COALFLEX | DELAYED_ESKOM_2035 | TRUE | TRUE | 50% | 150% | BASE_PMR1b | FS_2045 | BASE | BASE | BASE | BASE_PMR1b | 9.2% | BASE_PMR1b | FS_2045 | MOD_CNST | MTSAO_BQ | MOD_CNST | UNC | DIESEL_LNG | NO_MIN_GAS | NO_MIN_GAS | BASE | BASE | EAF_60 | none | BASE_PMR1b | IRP24_LOW | RES_MRGN_10 | BASE3
32 | S32 | 0 |  | pklein-DESKTOP2 | copt | copt | TRUE | TRUE | 0 | FALSE | none |  | TRUE | [2025, 2029]+list(range(2030,2051,5)) | range(2030,2051,2) | W_P50 | W_P50 | SL_6 | 1 | redz_corridors_eia | copt | LC | existing+tdp | BASE_COALFLEX | DELAYED_ESKOM_2035 | TRUE | TRUE | 50% | 100% | BASE_PMR1b | FS_2045 | BASE | BASE | BASE | BASE_PMR1b | 9.2% | BASE_PMR1b | FS_2045 | MOD_CNST | MTSAO_BQ | MOD_CNST | UNC | DIESEL_LNG | NO_MIN_GAS | NO_MIN_GAS | BASE | BASE | EAF_60 | none | BASE_PMR1b | IRP24_LOW | RES_MRGN_10 | BASE3
33 | S33 | 0 |  | pklein-DESKTOP2 | copt | copt | TRUE | TRUE | 0 | FALSE | none |  | TRUE | [2025, 2029]+list(range(2030,2051,5)) | range(2030,2051,2) | W_P50 | W_P50 | SL_6 | 1 | redz_corridors_eia | copt | LC | existing+tdp | BASE_COALFLEX | DELAYED_ESKOM_2035 | TRUE | TRUE | 50% | 50% | BASE_PMR1b | FS_2045 | BASE | BASE | BASE | BASE_PMR1b | 9.2% | BASE_PMR1b | FS_2045 | MOD_CNST | MTSAO_BQ | MOD_CNST | UNC | DIESEL_LNG | NO_MIN_GAS | NO_MIN_GAS | BASE | BASE | EAF_60 | none | BASE_PMR1b | IRP24_LOW | RES_MRGN_10 | BASE3
34 | S34 | 0 |  | pklein-DESKTOP2 | copt | copt | TRUE | TRUE | 0 | FALSE | none |  | TRUE | [2025, 2029]+list(range(2030,2051,5)) | range(2030,2051,2) | W_P50 | W_P50 | SL_6 | 1 | redz_corridors_eia | copt | LC | existing+tdp | BASE_COALFLEX | DELAYED_ESKOM_2035 | TRUE | TRUE | 40% | 150% | BASE_PMR1b | FS_2045 | BASE | BASE | BASE | BASE_PMR1b | 9.2% | BASE_PMR1b | FS_2045 | MOD_CNST | MTSAO_BQ | MOD_CNST | UNC | DIESEL_LNG | NO_MIN_GAS | NO_MIN_GAS | BASE | BASE | EAF_60 | none | BASE_PMR1b | IRP24_LOW | RES_MRGN_10 | BASE3
35 | S35 | 0 |  | pklein-DESKTOP2 | copt | copt | TRUE | TRUE | 0 | FALSE | none |  | TRUE | [2025, 2029]+list(range(2030,2051,5)) | range(2030,2051,2) | W_P50 | W_P50 | SL_6 | 1 | redz_corridors_eia | copt | LC | existing+tdp | BASE_COALFLEX | DELAYED_ESKOM_2035 | TRUE | TRUE | 40% | 100% | BASE_PMR1b | FS_2045 | BASE | BASE | BASE | BASE_PMR1b | 9.2% | BASE_PMR1b | FS_2045 | MOD_CNST | MTSAO_BQ | MOD_CNST | UNC | DIESEL_LNG | NO_MIN_GAS | NO_MIN_GAS | BASE | BASE | EAF_60 | none | BASE_PMR1b | IRP24_LOW | RES_MRGN_10 | BASE3
36 | S36 | 0 |  | pklein-DESKTOP2 | copt | copt | TRUE | TRUE | 0 | FALSE | none |  | TRUE | [2025, 2029]+list(range(2030,2051,5)) | range(2030,2051,2) | W_P50 | W_P50 | SL_6 | 1 | redz_corridors_eia | copt | LC | existing+tdp | BASE_COALFLEX | DELAYED_ESKOM_2035 | TRUE | TRUE | 40% | 50% | BASE_PMR1b | FS_2045 | BASE | BASE | BASE | BASE_PMR1b | 9.2% | BASE_PMR1b | FS_2045 | MOD_CNST | MTSAO_BQ | MOD_CNST | UNC | DIESEL_LNG | NO_MIN_GAS | NO_MIN_GAS | BASE | BASE | EAF_60 | none | BASE_PMR1b | IRP24_LOW | RES_MRGN_10 | BASE3
37 | S37 | 0 |  | pklein-DESKTOP2 | copt | copt | TRUE | TRUE | 0 | FALSE | none |  | TRUE | [2025, 2029]+list(range(2030,2051,5)) | range(2030,2051,2) | W_P50 | W_P50 | SL_12 | 1 | redz_corridors_eia | copt | LC | existing+tdp | BASE_COALFLEX | DELAYED_ESKOM_2035 | TRUE | TRUE | 70% | 150% | BASE_PMR1b | FS_2045 | BASE | BASE | BASE | BASE_PMR1b | 9.2% | BASE_PMR1b | FS_2045 | MOD_CNST | MTSAO_BQ | MOD_CNST | UNC | DIESEL_LNG | NO_MIN_GAS | NO_MIN_GAS | BASE | BASE | EAF_60 | none | BASE_PMR1b | IRP24_LOW | RES_MRGN_10 | BASE3
38 | S38 | 0 |  | pklein-DESKTOP2 | copt | copt | TRUE | TRUE | 0 | FALSE | none |  | TRUE | [2025, 2029]+list(range(2030,2051,5)) | range(2030,2051,2) | W_P50 | W_P50 | SL_12 | 1 | redz_corridors_eia | copt | LC | existing+tdp | BASE_COALFLEX | DELAYED_ESKOM_2035 | TRUE | TRUE | 70% | 100% | BASE_PMR1b | FS_2045 | BASE | BASE | BASE | BASE_PMR1b | 9.2% | BASE_PMR1b | FS_2045 | MOD_CNST | MTSAO_BQ | MOD_CNST | UNC | DIESEL_LNG | NO_MIN_GAS | NO_MIN_GAS | BASE | BASE | EAF_60 | none | BASE_PMR1b | IRP24_LOW | RES_MRGN_10 | BASE3
39 | S39 | 0 |  | pklein-DESKTOP2 | copt | copt | TRUE | TRUE | 0 | FALSE | none |  | TRUE | [2025, 2029]+list(range(2030,2051,5)) | range(2030,2051,2) | W_P50 | W_P50 | SL_12 | 1 | redz_corridors_eia | copt | LC | existing+tdp | BASE_COALFLEX | DELAYED_ESKOM_2035 | TRUE | TRUE | 70% | 50% | BASE_PMR1b | FS_2045 | BASE | BASE | BASE | BASE_PMR1b | 9.2% | BASE_PMR1b | FS_2045 | MOD_CNST | MTSAO_BQ | MOD_CNST | UNC | DIESEL_LNG | NO_MIN_GAS | NO_MIN_GAS | BASE | BASE | EAF_60 | none | BASE_PMR1b | IRP24_LOW | RES_MRGN_10 | BASE3
40 | S40 | 0 |  | pklein-DESKTOP2 | copt | copt | TRUE | TRUE | 0 | FALSE | none |  | TRUE | [2025, 2029]+list(range(2030,2051,5)) | range(2030,2051,2) | W_P50 | W_P50 | SL_12 | 1 | redz_corridors_eia | copt | LC | existing+tdp | BASE_COALFLEX | DELAYED_ESKOM_2035 | TRUE | TRUE | 60% | 150% | BASE_PMR1b | FS_2045 | BASE | BASE | BASE | BASE_PMR1b | 9.2% | BASE_PMR1b | FS_2045 | MOD_CNST | MTSAO_BQ | MOD_CNST | UNC | DIESEL_LNG | NO_MIN_GAS | NO_MIN_GAS | BASE | BASE | EAF_60 | none | BASE_PMR1b | IRP24_LOW | RES_MRGN_10 | BASE3
41 | S41 | 0 |  | pklein-DESKTOP2 | copt | copt | TRUE | TRUE | 0 | FALSE | none |  | TRUE | [2025, 2029]+list(range(2030,2051,5)) | range(2030,2051,2) | W_P50 | W_P50 | SL_12 | 1 | redz_corridors_eia | copt | LC | existing+tdp | BASE_COALFLEX | DELAYED_ESKOM_2035 | TRUE | TRUE | 60% | 100% | BASE_PMR1b | FS_2045 | BASE | BASE | BASE | BASE_PMR1b | 9.2% | BASE_PMR1b | FS_2045 | MOD_CNST | MTSAO_BQ | MOD_CNST | UNC | DIESEL_LNG | NO_MIN_GAS | NO_MIN_GAS | BASE | BASE | EAF_60 | none | BASE_PMR1b | IRP24_LOW | RES_MRGN_10 | BASE3
42 | S42 | 0 |  | pklein-DESKTOP2 | copt | copt | TRUE | TRUE | 0 | FALSE | none |  | TRUE | [2025, 2029]+list(range(2030,2051,5)) | range(2030,2051,2) | W_P50 | W_P50 | SL_12 | 1 | redz_corridors_eia | copt | LC | existing+tdp | BASE_COALFLEX | DELAYED_ESKOM_2035 | TRUE | TRUE | 60% | 50% | BASE_PMR1b | FS_2045 | BASE | BASE | BASE | BASE_PMR1b | 9.2% | BASE_PMR1b | FS_2045 | MOD_CNST | MTSAO_BQ | MOD_CNST | UNC | DIESEL_LNG | NO_MIN_GAS | NO_MIN_GAS | BASE | BASE | EAF_60 | none | BASE_PMR1b | IRP24_LOW | RES_MRGN_10 | BASE3
43 | S43 | 0 |  | pklein-DESKTOP2 | copt | copt | TRUE | TRUE | 0 | FALSE | none |  | TRUE | [2025, 2029]+list(range(2030,2051,5)) | range(2030,2051,2) | W_P50 | W_P50 | SL_12 | 1 | redz_corridors_eia | copt | LC | existing+tdp | BASE_COALFLEX | DELAYED_ESKOM_2035 | TRUE | TRUE | 50% | 150% | BASE_PMR1b | FS_2045 | BASE | BASE | BASE | BASE_PMR1b | 9.2% | BASE_PMR1b | FS_2045 | MOD_CNST | MTSAO_BQ | MOD_CNST | UNC | DIESEL_LNG | NO_MIN_GAS | NO_MIN_GAS | BASE | BASE | EAF_60 | none | BASE_PMR1b | IRP24_LOW | RES_MRGN_10 | BASE3
44 | S44 | 0 |  | pklein-DESKTOP2 | copt | copt | TRUE | TRUE | 0 | FALSE | none |  | TRUE | [2025, 2029]+list(range(2030,2051,5)) | range(2030,2051,2) | W_P50 | W_P50 | SL_12 | 1 | redz_corridors_eia | copt | LC | existing+tdp | BASE_COALFLEX | DELAYED_ESKOM_2035 | TRUE | TRUE | 50% | 100% | BASE_PMR1b | FS_2045 | BASE | BASE | BASE | BASE_PMR1b | 9.2% | BASE_PMR1b | FS_2045 | MOD_CNST | MTSAO_BQ | MOD_CNST | UNC | DIESEL_LNG | NO_MIN_GAS | NO_MIN_GAS | BASE | BASE | EAF_60 | none | BASE_PMR1b | IRP24_LOW | RES_MRGN_10 | BASE3
45 | S45 | 0 |  | pklein-DESKTOP2 | copt | copt | TRUE | TRUE | 0 | FALSE | none |  | TRUE | [2025, 2029]+list(range(2030,2051,5)) | range(2030,2051,2) | W_P50 | W_P50 | SL_12 | 1 | redz_corridors_eia | copt | LC | existing+tdp | BASE_COALFLEX | DELAYED_ESKOM_2035 | TRUE | TRUE | 50% | 50% | BASE_PMR1b | FS_2045 | BASE | BASE | BASE | BASE_PMR1b | 9.2% | BASE_PMR1b | FS_2045 | MOD_CNST | MTSAO_BQ | MOD_CNST | UNC | DIESEL_LNG | NO_MIN_GAS | NO_MIN_GAS | BASE | BASE | EAF_60 | none | BASE_PMR1b | IRP24_LOW | RES_MRGN_10 | BASE3
46 | S46 | 0 |  | pklein-DESKTOP2 | copt | copt | TRUE | TRUE | 0 | FALSE | none |  | TRUE | [2025, 2029]+list(range(2030,2051,5)) | range(2030,2051,2) | W_P50 | W_P50 | SL_12 | 1 | redz_corridors_eia | copt | LC | existing+tdp | BASE_COALFLEX | DELAYED_ESKOM_2035 | TRUE | TRUE | 40% | 150% | BASE_PMR1b | FS_2045 | BASE | BASE | BASE | BASE_PMR1b | 9.2% | BASE_PMR1b | FS_2045 | MOD_CNST | MTSAO_BQ | MOD_CNST | UNC | DIESEL_LNG | NO_MIN_GAS | NO_MIN_GAS | BASE | BASE | EAF_60 | none | BASE_PMR1b | IRP24_LOW | RES_MRGN_10 | BASE3
47 | S47 | 0 |  | pklein-DESKTOP2 | copt | copt | TRUE | TRUE | 0 | FALSE | none |  | TRUE | [2025, 2029]+list(range(2030,2051,5)) | range(2030,2051,2) | W_P50 | W_P50 | SL_12 | 1 | redz_corridors_eia | copt | LC | existing+tdp | BASE_COALFLEX | DELAYED_ESKOM_2035 | TRUE | TRUE | 40% | 100% | BASE_PMR1b | FS_2045 | BASE | BASE | BASE | BASE_PMR1b | 9.2% | BASE_PMR1b | FS_2045 | MOD_CNST | MTSAO_BQ | MOD_CNST | UNC | DIESEL_LNG | NO_MIN_GAS | NO_MIN_GAS | BASE | BASE | EAF_60 | none | BASE_PMR1b | IRP24_LOW | RES_MRGN_10 | BASE3
48 | S48 | 0 |  | pklein-DESKTOP2 | copt | copt | TRUE | TRUE | 0 | FALSE | none |  | TRUE | [2025, 2029]+list(range(2030,2051,5)) | range(2030,2051,2) | W_P50 | W_P50 | SL_12 | 1 | redz_corridors_eia | copt | LC | existing+tdp | BASE_COALFLEX | DELAYED_ESKOM_2035 | TRUE | TRUE | 40% | 50% | BASE_PMR1b | FS_2045 | BASE | BASE | BASE | BASE_PMR1b | 9.2% | BASE_PMR1b | FS_2045 | MOD_CNST | MTSAO_BQ | MOD_CNST | UNC | DIESEL_LNG | NO_MIN_GAS | NO_MIN_GAS | BASE | BASE | EAF_60 | none | BASE_PMR1b | IRP24_LOW | RES_MRGN_10 | BASE3
49 | S49 | 0 |  | pklein-DESKTOP | copt | copt | TRUE | TRUE | 0 | FALSE | none |  | TRUE | [2025, 2029]+list(range(2030,2051,5)) | range(2030,2051,2) | W_P50 | W_P50 | SL_0 | 1 | redz_corridors_eia | copt | LC | existing+tdp | BASE_COALFLEX | DELAYED_ESKOM_2035 | TRUE | FALSE | 70% | 150% | BASE_PMR1b | FS_2045 | BASE | BASE | BASE | BASE_PMR1b | 9.2% | BASE_PMR1b | FS_2045 | MOD_CNST | MTSAO_BQ | MOD_CNST | UNC | DIESEL_LNG | NO_MIN_GAS | NO_MIN_GAS | BASE | BASE | EAF_60 | none | BASE_PMR1b | IRP24_LOW | RES_MRGN_10 | BASE3
50 | S50 | 0 |  | pklein-DESKTOP | copt | copt | TRUE | TRUE | 0 | FALSE | none |  | TRUE | [2025, 2029]+list(range(2030,2051,5)) | range(2030,2051,2) | W_P50 | W_P50 | SL_0 | 1 | redz_corridors_eia | copt | LC | existing+tdp | BASE_COALFLEX | DELAYED_ESKOM_2035 | TRUE | FALSE | 70% | 100% | BASE_PMR1b | FS_2045 | BASE | BASE | BASE | BASE_PMR1b | 9.2% | BASE_PMR1b | FS_2045 | MOD_CNST | MTSAO_BQ | MOD_CNST | UNC | DIESEL_LNG | NO_MIN_GAS | NO_MIN_GAS | BASE | BASE | EAF_60 | none | BASE_PMR1b | IRP24_LOW | RES_MRGN_10 | BASE3
51 | S51 | 0 |  | pklein-DESKTOP | copt | copt | TRUE | TRUE | 0 | FALSE | none |  | TRUE | [2025, 2029]+list(range(2030,2051,5)) | range(2030,2051,2) | W_P50 | W_P50 | SL_0 | 1 | redz_corridors_eia | copt | LC | existing+tdp | BASE_COALFLEX | DELAYED_ESKOM_2035 | TRUE | FALSE | 70% | 50% | BASE_PMR1b | FS_2045 | BASE | BASE | BASE | BASE_PMR1b | 9.2% | BASE_PMR1b | FS_2045 | MOD_CNST | MTSAO_BQ | MOD_CNST | UNC | DIESEL_LNG | NO_MIN_GAS | NO_MIN_GAS | BASE | BASE | EAF_60 | none | BASE_PMR1b | IRP24_LOW | RES_MRGN_10 | BASE3
52 | S52 | 0 |  | pklein-DESKTOP | copt | copt | TRUE | TRUE | 0 | FALSE | none |  | TRUE | [2025, 2029]+list(range(2030,2051,5)) | range(2030,2051,2) | W_P50 | W_P50 | SL_0 | 1 | redz_corridors_eia | copt | LC | existing+tdp | BASE_COALFLEX | DELAYED_ESKOM_2035 | TRUE | FALSE | 60% | 150% | BASE_PMR1b | FS_2045 | BASE | BASE | BASE | BASE_PMR1b | 9.2% | BASE_PMR1b | FS_2045 | MOD_CNST | MTSAO_BQ | MOD_CNST | UNC | DIESEL_LNG | NO_MIN_GAS | NO_MIN_GAS | BASE | BASE | EAF_60 | none | BASE_PMR1b | IRP24_LOW | RES_MRGN_10 | BASE3
53 | S53 | 0 |  | pklein-DESKTOP | copt | copt | TRUE | TRUE | 0 | FALSE | none |  | TRUE | [2025, 2029]+list(range(2030,2051,5)) | range(2030,2051,2) | W_P50 | W_P50 | SL_0 | 1 | redz_corridors_eia | copt | LC | existing+tdp | BASE_COALFLEX | DELAYED_ESKOM_2035 | TRUE | FALSE | 60% | 100% | BASE_PMR1b | FS_2045 | BASE | BASE | BASE | BASE_PMR1b | 9.2% | BASE_PMR1b | FS_2045 | MOD_CNST | MTSAO_BQ | MOD_CNST | UNC | DIESEL_LNG | NO_MIN_GAS | NO_MIN_GAS | BASE | BASE | EAF_60 | none | BASE_PMR1b | IRP24_LOW | RES_MRGN_10 | BASE3
54 | S54 | 0 |  | pklein-DESKTOP | copt | copt | TRUE | TRUE | 0 | FALSE | none |  | TRUE | [2025, 2029]+list(range(2030,2051,5)) | range(2030,2051,2) | W_P50 | W_P50 | SL_0 | 1 | redz_corridors_eia | copt | LC | existing+tdp | BASE_COALFLEX | DELAYED_ESKOM_2035 | TRUE | FALSE | 60% | 50% | BASE_PMR1b | FS_2045 | BASE | BASE | BASE | BASE_PMR1b | 9.2% | BASE_PMR1b | FS_2045 | MOD_CNST | MTSAO_BQ | MOD_CNST | UNC | DIESEL_LNG | NO_MIN_GAS | NO_MIN_GAS | BASE | BASE | EAF_60 | none | BASE_PMR1b | IRP24_LOW | RES_MRGN_10 | BASE3
55 | S55 | 0 |  | pklein-DESKTOP | copt | copt | TRUE | TRUE | 0 | FALSE | none |  | TRUE | [2025, 2029]+list(range(2030,2051,5)) | range(2030,2051,2) | W_P50 | W_P50 | SL_0 | 1 | redz_corridors_eia | copt | LC | existing+tdp | BASE_COALFLEX | DELAYED_ESKOM_2035 | TRUE | FALSE | 50% | 150% | BASE_PMR1b | FS_2045 | BASE | BASE | BASE | BASE_PMR1b | 9.2% | BASE_PMR1b | FS_2045 | MOD_CNST | MTSAO_BQ | MOD_CNST | UNC | DIESEL_LNG | NO_MIN_GAS | NO_MIN_GAS | BASE | BASE | EAF_60 | none | BASE_PMR1b | IRP24_LOW | RES_MRGN_10 | BASE3
56 | S56 | 0 |  | pklein-DESKTOP | copt | copt | TRUE | TRUE | 0 | FALSE | none |  | TRUE | [2025, 2029]+list(range(2030,2051,5)) | range(2030,2051,2) | W_P50 | W_P50 | SL_0 | 1 | redz_corridors_eia | copt | LC | existing+tdp | BASE_COALFLEX | DELAYED_ESKOM_2035 | TRUE | FALSE | 50% | 100% | BASE_PMR1b | FS_2045 | BASE | BASE | BASE | BASE_PMR1b | 9.2% | BASE_PMR1b | FS_2045 | MOD_CNST | MTSAO_BQ | MOD_CNST | UNC | DIESEL_LNG | NO_MIN_GAS | NO_MIN_GAS | BASE | BASE | EAF_60 | none | BASE_PMR1b | IRP24_LOW | RES_MRGN_10 | BASE3
57 | S57 | 0 |  | pklein-DESKTOP | copt | copt | TRUE | TRUE | 0 | FALSE | none |  | TRUE | [2025, 2029]+list(range(2030,2051,5)) | range(2030,2051,2) | W_P50 | W_P50 | SL_0 | 1 | redz_corridors_eia | copt | LC | existing+tdp | BASE_COALFLEX | DELAYED_ESKOM_2035 | TRUE | FALSE | 50% | 50% | BASE_PMR1b | FS_2045 | BASE | BASE | BASE | BASE_PMR1b | 9.2% | BASE_PMR1b | FS_2045 | MOD_CNST | MTSAO_BQ | MOD_CNST | UNC | DIESEL_LNG | NO_MIN_GAS | NO_MIN_GAS | BASE | BASE | EAF_60 | none | BASE_PMR1b | IRP24_LOW | RES_MRGN_10 | BASE3
58 | S58 | 0 |  | pklein-DESKTOP | copt | copt | TRUE | TRUE | 0 | FALSE | none |  | TRUE | [2025, 2029]+list(range(2030,2051,5)) | range(2030,2051,2) | W_P50 | W_P50 | SL_0 | 1 | redz_corridors_eia | copt | LC | existing+tdp | BASE_COALFLEX | DELAYED_ESKOM_2035 | TRUE | FALSE | 40% | 150% | BASE_PMR1b | FS_2045 | BASE | BASE | BASE | BASE_PMR1b | 9.2% | BASE_PMR1b | FS_2045 | MOD_CNST | MTSAO_BQ | MOD_CNST | UNC | DIESEL_LNG | NO_MIN_GAS | NO_MIN_GAS | BASE | BASE | EAF_60 | none | BASE_PMR1b | IRP24_LOW | RES_MRGN_10 | BASE3
59 | S59 | 0 |  | pklein-DESKTOP | copt | copt | TRUE | TRUE | 0 | FALSE | none |  | TRUE | [2025, 2029]+list(range(2030,2051,5)) | range(2030,2051,2) | W_P50 | W_P50 | SL_0 | 1 | redz_corridors_eia | copt | LC | existing+tdp | BASE_COALFLEX | DELAYED_ESKOM_2035 | TRUE | FALSE | 40% | 100% | BASE_PMR1b | FS_2045 | BASE | BASE | BASE | BASE_PMR1b | 9.2% | BASE_PMR1b | FS_2045 | MOD_CNST | MTSAO_BQ | MOD_CNST | UNC | DIESEL_LNG | NO_MIN_GAS | NO_MIN_GAS | BASE | BASE | EAF_60 | none | BASE_PMR1b | IRP24_LOW | RES_MRGN_10 | BASE3
60 | S60 | 0 |  | pklein-DESKTOP | copt | copt | TRUE | TRUE | 0 | FALSE | none |  | TRUE | [2025, 2029]+list(range(2030,2051,5)) | range(2030,2051,2) | W_P50 | W_P50 | SL_0 | 1 | redz_corridors_eia | copt | LC | existing+tdp | BASE_COALFLEX | DELAYED_ESKOM_2035 | TRUE | FALSE | 40% | 50% | BASE_PMR1b | FS_2045 | BASE | BASE | BASE | BASE_PMR1b | 9.2% | BASE_PMR1b | FS_2045 | MOD_CNST | MTSAO_BQ | MOD_CNST | UNC | DIESEL_LNG | NO_MIN_GAS | NO_MIN_GAS | BASE | BASE | EAF_60 | none | BASE_PMR1b | IRP24_LOW | RES_MRGN_10 | BASE3
61 | S61 | 0 |  | pklein-DESKTOP | copt | copt | TRUE | TRUE | 0 | FALSE | none |  | TRUE | [2025, 2029]+list(range(2030,2051,5)) | range(2030,2051,2) | W_P50 | W_P50 | SL_1 | 1 | redz_corridors_eia | copt | LC | existing+tdp | BASE_COALFLEX | DELAYED_ESKOM_2035 | TRUE | FALSE | 70% | 150% | BASE_PMR1b | FS_2045 | BASE | BASE | BASE | BASE_PMR1b | 9.2% | BASE_PMR1b | FS_2045 | MOD_CNST | MTSAO_BQ | MOD_CNST | UNC | DIESEL_LNG | NO_MIN_GAS | NO_MIN_GAS | BASE | BASE | EAF_60 | none | BASE_PMR1b | IRP24_LOW | RES_MRGN_10 | BASE3
62 | S62 | 0 |  | pklein-DESKTOP | copt | copt | TRUE | TRUE | 0 | FALSE | none |  | TRUE | [2025, 2029]+list(range(2030,2051,5)) | range(2030,2051,2) | W_P50 | W_P50 | SL_1 | 1 | redz_corridors_eia | copt | LC | existing+tdp | BASE_COALFLEX | DELAYED_ESKOM_2035 | TRUE | FALSE | 70% | 100% | BASE_PMR1b | FS_2045 | BASE | BASE | BASE | BASE_PMR1b | 9.2% | BASE_PMR1b | FS_2045 | MOD_CNST | MTSAO_BQ | MOD_CNST | UNC | DIESEL_LNG | NO_MIN_GAS | NO_MIN_GAS | BASE | BASE | EAF_60 | none | BASE_PMR1b | IRP24_LOW | RES_MRGN_10 | BASE3
63 | S63 | 0 |  | pklein-DESKTOP | copt | copt | TRUE | TRUE | 0 | FALSE | none |  | TRUE | [2025, 2029]+list(range(2030,2051,5)) | range(2030,2051,2) | W_P50 | W_P50 | SL_1 | 1 | redz_corridors_eia | copt | LC | existing+tdp | BASE_COALFLEX | DELAYED_ESKOM_2035 | TRUE | FALSE | 70% | 50% | BASE_PMR1b | FS_2045 | BASE | BASE | BASE | BASE_PMR1b | 9.2% | BASE_PMR1b | FS_2045 | MOD_CNST | MTSAO_BQ | MOD_CNST | UNC | DIESEL_LNG | NO_MIN_GAS | NO_MIN_GAS | BASE | BASE | EAF_60 | none | BASE_PMR1b | IRP24_LOW | RES_MRGN_10 | BASE3
64 | S64 | 0 |  | pklein-DESKTOP | copt | copt | TRUE | TRUE | 0 | FALSE | none |  | TRUE | [2025, 2029]+list(range(2030,2051,5)) | range(2030,2051,2) | W_P50 | W_P50 | SL_1 | 1 | redz_corridors_eia | copt | LC | existing+tdp | BASE_COALFLEX | DELAYED_ESKOM_2035 | TRUE | FALSE | 60% | 150% | BASE_PMR1b | FS_2045 | BASE | BASE | BASE | BASE_PMR1b | 9.2% | BASE_PMR1b | FS_2045 | MOD_CNST | MTSAO_BQ | MOD_CNST | UNC | DIESEL_LNG | NO_MIN_GAS | NO_MIN_GAS | BASE | BASE | EAF_60 | none | BASE_PMR1b | IRP24_LOW | RES_MRGN_10 | BASE3
65 | S65 | 0 |  | pklein-DESKTOP | copt | copt | TRUE | TRUE | 0 | FALSE | none |  | TRUE | [2025, 2029]+list(range(2030,2051,5)) | range(2030,2051,2) | W_P50 | W_P50 | SL_1 | 1 | redz_corridors_eia | copt | LC | existing+tdp | BASE_COALFLEX | DELAYED_ESKOM_2035 | TRUE | FALSE | 60% | 100% | BASE_PMR1b | FS_2045 | BASE | BASE | BASE | BASE_PMR1b | 9.2% | BASE_PMR1b | FS_2045 | MOD_CNST | MTSAO_BQ | MOD_CNST | UNC | DIESEL_LNG | NO_MIN_GAS | NO_MIN_GAS | BASE | BASE | EAF_60 | none | BASE_PMR1b | IRP24_LOW | RES_MRGN_10 | BASE3
66 | S66 | 0 |  | pklein-DESKTOP | copt | copt | TRUE | TRUE | 0 | FALSE | none |  | TRUE | [2025, 2029]+list(range(2030,2051,5)) | range(2030,2051,2) | W_P50 | W_P50 | SL_1 | 1 | redz_corridors_eia | copt | LC | existing+tdp | BASE_COALFLEX | DELAYED_ESKOM_2035 | TRUE | FALSE | 60% | 50% | BASE_PMR1b | FS_2045 | BASE | BASE | BASE | BASE_PMR1b | 9.2% | BASE_PMR1b | FS_2045 | MOD_CNST | MTSAO_BQ | MOD_CNST | UNC | DIESEL_LNG | NO_MIN_GAS | NO_MIN_GAS | BASE | BASE | EAF_60 | none | BASE_PMR1b | IRP24_LOW | RES_MRGN_10 | BASE3
67 | S67 | 0 |  | pklein-DESKTOP | copt | copt | TRUE | TRUE | 0 | FALSE | none |  | TRUE | [2025, 2029]+list(range(2030,2051,5)) | range(2030,2051,2) | W_P50 | W_P50 | SL_1 | 1 | redz_corridors_eia | copt | LC | existing+tdp | BASE_COALFLEX | DELAYED_ESKOM_2035 | TRUE | FALSE | 50% | 150% | BASE_PMR1b | FS_2045 | BASE | BASE | BASE | BASE_PMR1b | 9.2% | BASE_PMR1b | FS_2045 | MOD_CNST | MTSAO_BQ | MOD_CNST | UNC | DIESEL_LNG | NO_MIN_GAS | NO_MIN_GAS | BASE | BASE | EAF_60 | none | BASE_PMR1b | IRP24_LOW | RES_MRGN_10 | BASE3
68 | S68 | 0 |  | pklein-DESKTOP | copt | copt | TRUE | TRUE | 0 | FALSE | none |  | TRUE | [2025, 2029]+list(range(2030,2051,5)) | range(2030,2051,2) | W_P50 | W_P50 | SL_1 | 1 | redz_corridors_eia | copt | LC | existing+tdp | BASE_COALFLEX | DELAYED_ESKOM_2035 | TRUE | FALSE | 50% | 100% | BASE_PMR1b | FS_2045 | BASE | BASE | BASE | BASE_PMR1b | 9.2% | BASE_PMR1b | FS_2045 | MOD_CNST | MTSAO_BQ | MOD_CNST | UNC | DIESEL_LNG | NO_MIN_GAS | NO_MIN_GAS | BASE | BASE | EAF_60 | none | BASE_PMR1b | IRP24_LOW | RES_MRGN_10 | BASE3
69 | S69 | 0 |  | pklein-DESKTOP | copt | copt | TRUE | TRUE | 0 | FALSE | none |  | TRUE | [2025, 2029]+list(range(2030,2051,5)) | range(2030,2051,2) | W_P50 | W_P50 | SL_1 | 1 | redz_corridors_eia | copt | LC | existing+tdp | BASE_COALFLEX | DELAYED_ESKOM_2035 | TRUE | FALSE | 50% | 50% | BASE_PMR1b | FS_2045 | BASE | BASE | BASE | BASE_PMR1b | 9.2% | BASE_PMR1b | FS_2045 | MOD_CNST | MTSAO_BQ | MOD_CNST | UNC | DIESEL_LNG | NO_MIN_GAS | NO_MIN_GAS | BASE | BASE | EAF_60 | none | BASE_PMR1b | IRP24_LOW | RES_MRGN_10 | BASE3
70 | S70 | 0 |  | pklein-DESKTOP | copt | copt | TRUE | TRUE | 0 | FALSE | none |  | TRUE | [2025, 2029]+list(range(2030,2051,5)) | range(2030,2051,2) | W_P50 | W_P50 | SL_1 | 1 | redz_corridors_eia | copt | LC | existing+tdp | BASE_COALFLEX | DELAYED_ESKOM_2035 | TRUE | FALSE | 40% | 150% | BASE_PMR1b | FS_2045 | BASE | BASE | BASE | BASE_PMR1b | 9.2% | BASE_PMR1b | FS_2045 | MOD_CNST | MTSAO_BQ | MOD_CNST | UNC | DIESEL_LNG | NO_MIN_GAS | NO_MIN_GAS | BASE | BASE | EAF_60 | none | BASE_PMR1b | IRP24_LOW | RES_MRGN_10 | BASE3
71 | S71 | 0 |  | pklein-DESKTOP | copt | copt | TRUE | TRUE | 0 | FALSE | none |  | TRUE | [2025, 2029]+list(range(2030,2051,5)) | range(2030,2051,2) | W_P50 | W_P50 | SL_1 | 1 | redz_corridors_eia | copt | LC | existing+tdp | BASE_COALFLEX | DELAYED_ESKOM_2035 | TRUE | FALSE | 40% | 100% | BASE_PMR1b | FS_2045 | BASE | BASE | BASE | BASE_PMR1b | 9.2% | BASE_PMR1b | FS_2045 | MOD_CNST | MTSAO_BQ | MOD_CNST | UNC | DIESEL_LNG | NO_MIN_GAS | NO_MIN_GAS | BASE | BASE | EAF_60 | none | BASE_PMR1b | IRP24_LOW | RES_MRGN_10 | BASE3
72 | S72 | 0 |  | pklein-DESKTOP | copt | copt | TRUE | TRUE | 0 | FALSE | none |  | TRUE | [2025, 2029]+list(range(2030,2051,5)) | range(2030,2051,2) | W_P50 | W_P50 | SL_1 | 1 | redz_corridors_eia | copt | LC | existing+tdp | BASE_COALFLEX | DELAYED_ESKOM_2035 | TRUE | FALSE | 40% | 50% | BASE_PMR1b | FS_2045 | BASE | BASE | BASE | BASE_PMR1b | 9.2% | BASE_PMR1b | FS_2045 | MOD_CNST | MTSAO_BQ | MOD_CNST | UNC | DIESEL_LNG | NO_MIN_GAS | NO_MIN_GAS | BASE | BASE | EAF_60 | none | BASE_PMR1b | IRP24_LOW | RES_MRGN_10 | BASE3
73 | S73 | 0 |  | pklein-DESKTOP | copt | copt | TRUE | TRUE | 0 | FALSE | none |  | TRUE | [2025, 2029]+list(range(2030,2051,5)) | range(2030,2051,2) | W_P50 | W_P50 | SL_6 | 1 | redz_corridors_eia | copt | LC | existing+tdp | BASE_COALFLEX | DELAYED_ESKOM_2035 | TRUE | FALSE | 70% | 150% | BASE_PMR1b | FS_2045 | BASE | BASE | BASE | BASE_PMR1b | 9.2% | BASE_PMR1b | FS_2045 | MOD_CNST | MTSAO_BQ | MOD_CNST | UNC | DIESEL_LNG | NO_MIN_GAS | NO_MIN_GAS | BASE | BASE | EAF_60 | none | BASE_PMR1b | IRP24_LOW | RES_MRGN_10 | BASE3
74 | S74 | 0 |  | pklein-DESKTOP | copt | copt | TRUE | TRUE | 0 | FALSE | none |  | TRUE | [2025, 2029]+list(range(2030,2051,5)) | range(2030,2051,2) | W_P50 | W_P50 | SL_6 | 1 | redz_corridors_eia | copt | LC | existing+tdp | BASE_COALFLEX | DELAYED_ESKOM_2035 | TRUE | FALSE | 70% | 100% | BASE_PMR1b | FS_2045 | BASE | BASE | BASE | BASE_PMR1b | 9.2% | BASE_PMR1b | FS_2045 | MOD_CNST | MTSAO_BQ | MOD_CNST | UNC | DIESEL_LNG | NO_MIN_GAS | NO_MIN_GAS | BASE | BASE | EAF_60 | none | BASE_PMR1b | IRP24_LOW | RES_MRGN_10 | BASE3
75 | S75 | 0 |  | pklein-DESKTOP | copt | copt | TRUE | TRUE | 0 | FALSE | none |  | TRUE | [2025, 2029]+list(range(2030,2051,5)) | range(2030,2051,2) | W_P50 | W_P50 | SL_6 | 1 | redz_corridors_eia | copt | LC | existing+tdp | BASE_COALFLEX | DELAYED_ESKOM_2035 | TRUE | FALSE | 70% | 50% | BASE_PMR1b | FS_2045 | BASE | BASE | BASE | BASE_PMR1b | 9.2% | BASE_PMR1b | FS_2045 | MOD_CNST | MTSAO_BQ | MOD_CNST | UNC | DIESEL_LNG | NO_MIN_GAS | NO_MIN_GAS | BASE | BASE | EAF_60 | none | BASE_PMR1b | IRP24_LOW | RES_MRGN_10 | BASE3
76 | S76 | 0 |  | pklein-DESKTOP | copt | copt | TRUE | TRUE | 0 | FALSE | none |  | TRUE | [2025, 2029]+list(range(2030,2051,5)) | range(2030,2051,2) | W_P50 | W_P50 | SL_6 | 1 | redz_corridors_eia | copt | LC | existing+tdp | BASE_COALFLEX | DELAYED_ESKOM_2035 | TRUE | FALSE | 60% | 150% | BASE_PMR1b | FS_2045 | BASE | BASE | BASE | BASE_PMR1b | 9.2% | BASE_PMR1b | FS_2045 | MOD_CNST | MTSAO_BQ | MOD_CNST | UNC | DIESEL_LNG | NO_MIN_GAS | NO_MIN_GAS | BASE | BASE | EAF_60 | none | BASE_PMR1b | IRP24_LOW | RES_MRGN_10 | BASE3
77 | S77 | 0 |  | pklein-DESKTOP | copt | copt | TRUE | TRUE | 0 | FALSE | none |  | TRUE | [2025, 2029]+list(range(2030,2051,5)) | range(2030,2051,2) | W_P50 | W_P50 | SL_6 | 1 | redz_corridors_eia | copt | LC | existing+tdp | BASE_COALFLEX | DELAYED_ESKOM_2035 | TRUE | FALSE | 60% | 100% | BASE_PMR1b | FS_2045 | BASE | BASE | BASE | BASE_PMR1b | 9.2% | BASE_PMR1b | FS_2045 | MOD_CNST | MTSAO_BQ | MOD_CNST | UNC | DIESEL_LNG | NO_MIN_GAS | NO_MIN_GAS | BASE | BASE | EAF_60 | none | BASE_PMR1b | IRP24_LOW | RES_MRGN_10 | BASE3
78 | S78 | 0 |  | pklein-DESKTOP | copt | copt | TRUE | TRUE | 0 | FALSE | none |  | TRUE | [2025, 2029]+list(range(2030,2051,5)) | range(2030,2051,2) | W_P50 | W_P50 | SL_6 | 1 | redz_corridors_eia | copt | LC | existing+tdp | BASE_COALFLEX | DELAYED_ESKOM_2035 | TRUE | FALSE | 60% | 50% | BASE_PMR1b | FS_2045 | BASE | BASE | BASE | BASE_PMR1b | 9.2% | BASE_PMR1b | FS_2045 | MOD_CNST | MTSAO_BQ | MOD_CNST | UNC | DIESEL_LNG | NO_MIN_GAS | NO_MIN_GAS | BASE | BASE | EAF_60 | none | BASE_PMR1b | IRP24_LOW | RES_MRGN_10 | BASE3
79 | S79 | 0 |  | pklein-DESKTOP | copt | copt | TRUE | TRUE | 0 | FALSE | none |  | TRUE | [2025, 2029]+list(range(2030,2051,5)) | range(2030,2051,2) | W_P50 | W_P50 | SL_6 | 1 | redz_corridors_eia | copt | LC | existing+tdp | BASE_COALFLEX | DELAYED_ESKOM_2035 | TRUE | FALSE | 50% | 150% | BASE_PMR1b | FS_2045 | BASE | BASE | BASE | BASE_PMR1b | 9.2% | BASE_PMR1b | FS_2045 | MOD_CNST | MTSAO_BQ | MOD_CNST | UNC | DIESEL_LNG | NO_MIN_GAS | NO_MIN_GAS | BASE | BASE | EAF_60 | none | BASE_PMR1b | IRP24_LOW | RES_MRGN_10 | BASE3
80 | S80 | 0 |  | pklein-DESKTOP | copt | copt | TRUE | TRUE | 0 | FALSE | none |  | TRUE | [2025, 2029]+list(range(2030,2051,5)) | range(2030,2051,2) | W_P50 | W_P50 | SL_6 | 1 | redz_corridors_eia | copt | LC | existing+tdp | BASE_COALFLEX | DELAYED_ESKOM_2035 | TRUE | FALSE | 50% | 100% | BASE_PMR1b | FS_2045 | BASE | BASE | BASE | BASE_PMR1b | 9.2% | BASE_PMR1b | FS_2045 | MOD_CNST | MTSAO_BQ | MOD_CNST | UNC | DIESEL_LNG | NO_MIN_GAS | NO_MIN_GAS | BASE | BASE | EAF_60 | none | BASE_PMR1b | IRP24_LOW | RES_MRGN_10 | BASE3
81 | S81 | 0 |  | pklein-DESKTOP | copt | copt | TRUE | TRUE | 0 | FALSE | none |  | TRUE | [2025, 2029]+list(range(2030,2051,5)) | range(2030,2051,2) | W_P50 | W_P50 | SL_6 | 1 | redz_corridors_eia | copt | LC | existing+tdp | BASE_COALFLEX | DELAYED_ESKOM_2035 | TRUE | FALSE | 50% | 50% | BASE_PMR1b | FS_2045 | BASE | BASE | BASE | BASE_PMR1b | 9.2% | BASE_PMR1b | FS_2045 | MOD_CNST | MTSAO_BQ | MOD_CNST | UNC | DIESEL_LNG | NO_MIN_GAS | NO_MIN_GAS | BASE | BASE | EAF_60 | none | BASE_PMR1b | IRP24_LOW | RES_MRGN_10 | BASE3
82 | S82 | 0 |  | pklein-DESKTOP | copt | copt | TRUE | TRUE | 0 | FALSE | none |  | TRUE | [2025, 2029]+list(range(2030,2051,5)) | range(2030,2051,2) | W_P50 | W_P50 | SL_6 | 1 | redz_corridors_eia | copt | LC | existing+tdp | BASE_COALFLEX | DELAYED_ESKOM_2035 | TRUE | FALSE | 40% | 150% | BASE_PMR1b | FS_2045 | BASE | BASE | BASE | BASE_PMR1b | 9.2% | BASE_PMR1b | FS_2045 | MOD_CNST | MTSAO_BQ | MOD_CNST | UNC | DIESEL_LNG | NO_MIN_GAS | NO_MIN_GAS | BASE | BASE | EAF_60 | none | BASE_PMR1b | IRP24_LOW | RES_MRGN_10 | BASE3
83 | S83 | 0 |  | pklein-DESKTOP | copt | copt | TRUE | TRUE | 0 | FALSE | none |  | TRUE | [2025, 2029]+list(range(2030,2051,5)) | range(2030,2051,2) | W_P50 | W_P50 | SL_6 | 1 | redz_corridors_eia | copt | LC | existing+tdp | BASE_COALFLEX | DELAYED_ESKOM_2035 | TRUE | FALSE | 40% | 100% | BASE_PMR1b | FS_2045 | BASE | BASE | BASE | BASE_PMR1b | 9.2% | BASE_PMR1b | FS_2045 | MOD_CNST | MTSAO_BQ | MOD_CNST | UNC | DIESEL_LNG | NO_MIN_GAS | NO_MIN_GAS | BASE | BASE | EAF_60 | none | BASE_PMR1b | IRP24_LOW | RES_MRGN_10 | BASE3
84 | S84 | 0 |  | pklein-DESKTOP | copt | copt | TRUE | TRUE | 0 | FALSE | none |  | TRUE | [2025, 2029]+list(range(2030,2051,5)) | range(2030,2051,2) | W_P50 | W_P50 | SL_6 | 1 | redz_corridors_eia | copt | LC | existing+tdp | BASE_COALFLEX | DELAYED_ESKOM_2035 | TRUE | FALSE | 40% | 50% | BASE_PMR1b | FS_2045 | BASE | BASE | BASE | BASE_PMR1b | 9.2% | BASE_PMR1b | FS_2045 | MOD_CNST | MTSAO_BQ | MOD_CNST | UNC | DIESEL_LNG | NO_MIN_GAS | NO_MIN_GAS | BASE | BASE | EAF_60 | none | BASE_PMR1b | IRP24_LOW | RES_MRGN_10 | BASE3
85 | S85 | 0 |  | pklein-DESKTOP | copt | copt | TRUE | TRUE | 0 | FALSE | none |  | TRUE | [2025, 2029]+list(range(2030,2051,5)) | range(2030,2051,2) | W_P50 | W_P50 | SL_12 | 1 | redz_corridors_eia | copt | LC | existing+tdp | BASE_COALFLEX | DELAYED_ESKOM_2035 | TRUE | FALSE | 70% | 150% | BASE_PMR1b | FS_2045 | BASE | BASE | BASE | BASE_PMR1b | 9.2% | BASE_PMR1b | FS_2045 | MOD_CNST | MTSAO_BQ | MOD_CNST | UNC | DIESEL_LNG | NO_MIN_GAS | NO_MIN_GAS | BASE | BASE | EAF_60 | none | BASE_PMR1b | IRP24_LOW | RES_MRGN_10 | BASE3
86 | S86 | 0 |  | pklein-DESKTOP | copt | copt | TRUE | TRUE | 0 | FALSE | none |  | TRUE | [2025, 2029]+list(range(2030,2051,5)) | range(2030,2051,2) | W_P50 | W_P50 | SL_12 | 1 | redz_corridors_eia | copt | LC | existing+tdp | BASE_COALFLEX | DELAYED_ESKOM_2035 | TRUE | FALSE | 70% | 100% | BASE_PMR1b | FS_2045 | BASE | BASE | BASE | BASE_PMR1b | 9.2% | BASE_PMR1b | FS_2045 | MOD_CNST | MTSAO_BQ | MOD_CNST | UNC | DIESEL_LNG | NO_MIN_GAS | NO_MIN_GAS | BASE | BASE | EAF_60 | none | BASE_PMR1b | IRP24_LOW | RES_MRGN_10 | BASE3
87 | S87 | 0 |  | pklein-DESKTOP | copt | copt | TRUE | TRUE | 0 | FALSE | none |  | TRUE | [2025, 2029]+list(range(2030,2051,5)) | range(2030,2051,2) | W_P50 | W_P50 | SL_12 | 1 | redz_corridors_eia | copt | LC | existing+tdp | BASE_COALFLEX | DELAYED_ESKOM_2035 | TRUE | FALSE | 70% | 50% | BASE_PMR1b | FS_2045 | BASE | BASE | BASE | BASE_PMR1b | 9.2% | BASE_PMR1b | FS_2045 | MOD_CNST | MTSAO_BQ | MOD_CNST | UNC | DIESEL_LNG | NO_MIN_GAS | NO_MIN_GAS | BASE | BASE | EAF_60 | none | BASE_PMR1b | IRP24_LOW | RES_MRGN_10 | BASE3
88 | S88 | 0 |  | pklein-DESKTOP | copt | copt | TRUE | TRUE | 0 | FALSE | none |  | TRUE | [2025, 2029]+list(range(2030,2051,5)) | range(2030,2051,2) | W_P50 | W_P50 | SL_12 | 1 | redz_corridors_eia | copt | LC | existing+tdp | BASE_COALFLEX | DELAYED_ESKOM_2035 | TRUE | FALSE | 60% | 150% | BASE_PMR1b | FS_2045 | BASE | BASE | BASE | BASE_PMR1b | 9.2% | BASE_PMR1b | FS_2045 | MOD_CNST | MTSAO_BQ | MOD_CNST | UNC | DIESEL_LNG | NO_MIN_GAS | NO_MIN_GAS | BASE | BASE | EAF_60 | none | BASE_PMR1b | IRP24_LOW | RES_MRGN_10 | BASE3
89 | S89 | 0 |  | pklein-DESKTOP | copt | copt | TRUE | TRUE | 0 | FALSE | none |  | TRUE | [2025, 2029]+list(range(2030,2051,5)) | range(2030,2051,2) | W_P50 | W_P50 | SL_12 | 1 | redz_corridors_eia | copt | LC | existing+tdp | BASE_COALFLEX | DELAYED_ESKOM_2035 | TRUE | FALSE | 60% | 100% | BASE_PMR1b | FS_2045 | BASE | BASE | BASE | BASE_PMR1b | 9.2% | BASE_PMR1b | FS_2045 | MOD_CNST | MTSAO_BQ | MOD_CNST | UNC | DIESEL_LNG | NO_MIN_GAS | NO_MIN_GAS | BASE | BASE | EAF_60 | none | BASE_PMR1b | IRP24_LOW | RES_MRGN_10 | BASE3
90 | S90 | 0 |  | pklein-DESKTOP | copt | copt | TRUE | TRUE | 0 | FALSE | none |  | TRUE | [2025, 2029]+list(range(2030,2051,5)) | range(2030,2051,2) | W_P50 | W_P50 | SL_12 | 1 | redz_corridors_eia | copt | LC | existing+tdp | BASE_COALFLEX | DELAYED_ESKOM_2035 | TRUE | FALSE | 60% | 50% | BASE_PMR1b | FS_2045 | BASE | BASE | BASE | BASE_PMR1b | 9.2% | BASE_PMR1b | FS_2045 | MOD_CNST | MTSAO_BQ | MOD_CNST | UNC | DIESEL_LNG | NO_MIN_GAS | NO_MIN_GAS | BASE | BASE | EAF_60 | none | BASE_PMR1b | IRP24_LOW | RES_MRGN_10 | BASE3
91 | S91 | 0 |  | pklein-DESKTOP | copt | copt | TRUE | TRUE | 0 | FALSE | none |  | TRUE | [2025, 2029]+list(range(2030,2051,5)) | range(2030,2051,2) | W_P50 | W_P50 | SL_12 | 1 | redz_corridors_eia | copt | LC | existing+tdp | BASE_COALFLEX | DELAYED_ESKOM_2035 | TRUE | FALSE | 50% | 150% | BASE_PMR1b | FS_2045 | BASE | BASE | BASE | BASE_PMR1b | 9.2% | BASE_PMR1b | FS_2045 | MOD_CNST | MTSAO_BQ | MOD_CNST | UNC | DIESEL_LNG | NO_MIN_GAS | NO_MIN_GAS | BASE | BASE | EAF_60 | none | BASE_PMR1b | IRP24_LOW | RES_MRGN_10 | BASE3
92 | S92 | 0 |  | pklein-DESKTOP | copt | copt | TRUE | TRUE | 0 | FALSE | none |  | TRUE | [2025, 2029]+list(range(2030,2051,5)) | range(2030,2051,2) | W_P50 | W_P50 | SL_12 | 1 | redz_corridors_eia | copt | LC | existing+tdp | BASE_COALFLEX | DELAYED_ESKOM_2035 | TRUE | FALSE | 50% | 100% | BASE_PMR1b | FS_2045 | BASE | BASE | BASE | BASE_PMR1b | 9.2% | BASE_PMR1b | FS_2045 | MOD_CNST | MTSAO_BQ | MOD_CNST | UNC | DIESEL_LNG | NO_MIN_GAS | NO_MIN_GAS | BASE | BASE | EAF_60 | none | BASE_PMR1b | IRP24_LOW | RES_MRGN_10 | BASE3
93 | S93 | 0 |  | pklein-DESKTOP | copt | copt | TRUE | TRUE | 0 | FALSE | none |  | TRUE | [2025, 2029]+list(range(2030,2051,5)) | range(2030,2051,2) | W_P50 | W_P50 | SL_12 | 1 | redz_corridors_eia | copt | LC | existing+tdp | BASE_COALFLEX | DELAYED_ESKOM_2035 | TRUE | FALSE | 50% | 50% | BASE_PMR1b | FS_2045 | BASE | BASE | BASE | BASE_PMR1b | 9.2% | BASE_PMR1b | FS_2045 | MOD_CNST | MTSAO_BQ | MOD_CNST | UNC | DIESEL_LNG | NO_MIN_GAS | NO_MIN_GAS | BASE | BASE | EAF_60 | none | BASE_PMR1b | IRP24_LOW | RES_MRGN_10 | BASE3
94 | S94 | 0 |  | pklein-DESKTOP | copt | copt | TRUE | TRUE | 0 | FALSE | none |  | TRUE | [2025, 2029]+list(range(2030,2051,5)) | range(2030,2051,2) | W_P50 | W_P50 | SL_12 | 1 | redz_corridors_eia | copt | LC | existing+tdp | BASE_COALFLEX | DELAYED_ESKOM_2035 | TRUE | FALSE | 40% | 150% | BASE_PMR1b | FS_2045 | BASE | BASE | BASE | BASE_PMR1b | 9.2% | BASE_PMR1b | FS_2045 | MOD_CNST | MTSAO_BQ | MOD_CNST | UNC | DIESEL_LNG | NO_MIN_GAS | NO_MIN_GAS | BASE | BASE | EAF_60 | none | BASE_PMR1b | IRP24_LOW | RES_MRGN_10 | BASE3
95 | S95 | 0 |  | pklein-DESKTOP | copt | copt | TRUE | TRUE | 0 | FALSE | none |  | TRUE | [2025, 2029]+list(range(2030,2051,5)) | range(2030,2051,2) | W_P50 | W_P50 | SL_12 | 1 | redz_corridors_eia | copt | LC | existing+tdp | BASE_COALFLEX | DELAYED_ESKOM_2035 | TRUE | FALSE | 40% | 100% | BASE_PMR1b | FS_2045 | BASE | BASE | BASE | BASE_PMR1b | 9.2% | BASE_PMR1b | FS_2045 | MOD_CNST | MTSAO_BQ | MOD_CNST | UNC | DIESEL_LNG | NO_MIN_GAS | NO_MIN_GAS | BASE | BASE | EAF_60 | none | BASE_PMR1b | IRP24_LOW | RES_MRGN_10 | BASE3
96 | S96 | 0 |  | pklein-DESKTOP | copt | copt | TRUE | TRUE | 0 | FALSE | none |  | TRUE | [2025, 2029]+list(range(2030,2051,5)) | range(2030,2051,2) | W_P50 | W_P50 | SL_12 | 1 | redz_corridors_eia | copt | LC | existing+tdp | BASE_COALFLEX | DELAYED_ESKOM_2035 | TRUE | FALSE | 40% | 50% | BASE_PMR1b | FS_2045 | BASE | BASE | BASE | BASE_PMR1b | 9.2% | BASE_PMR1b | FS_2045 | MOD_CNST | MTSAO_BQ | MOD_CNST | UNC | DIESEL_LNG | NO_MIN_GAS | NO_MIN_GAS | BASE | BASE | EAF_60 | none | BASE_PMR1b | IRP24_LOW | RES_MRGN_10 | BASE3
97 | S97 | 0 |  | pklein-DESKTOP2 | copt | copt | TRUE | TRUE | 0 | FALSE | none |  | TRUE | [2025, 2029]+list(range(2030,2051,5)) | range(2030,2051,2) | W_P50 | W_P50 | SL_0 | 1 | redz_corridors_eia | copt | LC | existing+tdp | BASE_COALFLEX | DELAYED_ESKOM_2035 | TRUE | TRUE | 70% | 150% | BASE_PMR1b | FS_2045 | BASE | BASE | BASE | BASE_PMR1b | 9.2% | BASE_PMR1b | FS_2045 | MOD_CNST | MTSAO_BQ | MOD_CNST | UNC | DIESEL_LNG | NO_MIN_GAS | NO_MIN_GAS | BASE | BASE | EAF_60 | none | LOW_PMR1b | IRP24_LOW | RES_MRGN_10 | BASE3
98 | S98 | 0 |  | pklein-DESKTOP2 | copt | copt | TRUE | TRUE | 0 | FALSE | none |  | TRUE | [2025, 2029]+list(range(2030,2051,5)) | range(2030,2051,2) | W_P50 | W_P50 | SL_0 | 1 | redz_corridors_eia | copt | LC | existing+tdp | BASE_COALFLEX | DELAYED_ESKOM_2035 | TRUE | TRUE | 70% | 100% | BASE_PMR1b | FS_2045 | BASE | BASE | BASE | BASE_PMR1b | 9.2% | BASE_PMR1b | FS_2045 | MOD_CNST | MTSAO_BQ | MOD_CNST | UNC | DIESEL_LNG | NO_MIN_GAS | NO_MIN_GAS | BASE | BASE | EAF_60 | none | LOW_PMR1b | IRP24_LOW | RES_MRGN_10 | BASE3
99 | S99 | 0 |  | pklein-DESKTOP2 | copt | copt | TRUE | TRUE | 0 | FALSE | none |  | TRUE | [2025, 2029]+list(range(2030,2051,5)) | range(2030,2051,2) | W_P50 | W_P50 | SL_0 | 1 | redz_corridors_eia | copt | LC | existing+tdp | BASE_COALFLEX | DELAYED_ESKOM_2035 | TRUE | TRUE | 70% | 50% | BASE_PMR1b | FS_2045 | BASE | BASE | BASE | BASE_PMR1b | 9.2% | BASE_PMR1b | FS_2045 | MOD_CNST | MTSAO_BQ | MOD_CNST | UNC | DIESEL_LNG | NO_MIN_GAS | NO_MIN_GAS | BASE | BASE | EAF_60 | none | LOW_PMR1b | IRP24_LOW | RES_MRGN_10 | BASE3
100 | S100 | 0 |  | pklein-DESKTOP2 | copt | copt | TRUE | TRUE | 0 | FALSE | none |  | TRUE | [2025, 2029]+list(range(2030,2051,5)) | range(2030,2051,2) | W_P50 | W_P50 | SL_0 | 1 | redz_corridors_eia | copt | LC | existing+tdp | BASE_COALFLEX | DELAYED_ESKOM_2035 | TRUE | TRUE | 60% | 150% | BASE_PMR1b | FS_2045 | BASE | BASE | BASE | BASE_PMR1b | 9.2% | BASE_PMR1b | FS_2045 | MOD_CNST | MTSAO_BQ | MOD_CNST | UNC | DIESEL_LNG | NO_MIN_GAS | NO_MIN_GAS | BASE | BASE | EAF_60 | none | LOW_PMR1b | IRP24_LOW | RES_MRGN_10 | BASE3
101 | S101 | 0 |  | pklein-DESKTOP2 | copt | copt | TRUE | TRUE | 0 | FALSE | none |  | TRUE | [2025, 2029]+list(range(2030,2051,5)) | range(2030,2051,2) | W_P50 | W_P50 | SL_0 | 1 | redz_corridors_eia | copt | LC | existing+tdp | BASE_COALFLEX | DELAYED_ESKOM_2035 | TRUE | TRUE | 60% | 100% | BASE_PMR1b | FS_2045 | BASE | BASE | BASE | BASE_PMR1b | 9.2% | BASE_PMR1b | FS_2045 | MOD_CNST | MTSAO_BQ | MOD_CNST | UNC | DIESEL_LNG | NO_MIN_GAS | NO_MIN_GAS | BASE | BASE | EAF_60 | none | LOW_PMR1b | IRP24_LOW | RES_MRGN_10 | BASE3
102 | S102 | 0 |  | pklein-DESKTOP2 | copt | copt | TRUE | TRUE | 0 | FALSE | none |  | TRUE | [2025, 2029]+list(range(2030,2051,5)) | range(2030,2051,2) | W_P50 | W_P50 | SL_0 | 1 | redz_corridors_eia | copt | LC | existing+tdp | BASE_COALFLEX | DELAYED_ESKOM_2035 | TRUE | TRUE | 60% | 50% | BASE_PMR1b | FS_2045 | BASE | BASE | BASE | BASE_PMR1b | 9.2% | BASE_PMR1b | FS_2045 | MOD_CNST | MTSAO_BQ | MOD_CNST | UNC | DIESEL_LNG | NO_MIN_GAS | NO_MIN_GAS | BASE | BASE | EAF_60 | none | LOW_PMR1b | IRP24_LOW | RES_MRGN_10 | BASE3
103 | S103 | 0 |  | pklein-DESKTOP2 | copt | copt | TRUE | TRUE | 0 | FALSE | none |  | TRUE | [2025, 2029]+list(range(2030,2051,5)) | range(2030,2051,2) | W_P50 | W_P50 | SL_0 | 1 | redz_corridors_eia | copt | LC | existing+tdp | BASE_COALFLEX | DELAYED_ESKOM_2035 | TRUE | TRUE | 50% | 150% | BASE_PMR1b | FS_2045 | BASE | BASE | BASE | BASE_PMR1b | 9.2% | BASE_PMR1b | FS_2045 | MOD_CNST | MTSAO_BQ | MOD_CNST | UNC | DIESEL_LNG | NO_MIN_GAS | NO_MIN_GAS | BASE | BASE | EAF_60 | none | LOW_PMR1b | IRP24_LOW | RES_MRGN_10 | BASE3
104 | S104 | 0 |  | pklein-DESKTOP2 | copt | copt | TRUE | TRUE | 0 | FALSE | none |  | TRUE | [2025, 2029]+list(range(2030,2051,5)) | range(2030,2051,2) | W_P50 | W_P50 | SL_0 | 1 | redz_corridors_eia | copt | LC | existing+tdp | BASE_COALFLEX | DELAYED_ESKOM_2035 | TRUE | TRUE | 50% | 100% | BASE_PMR1b | FS_2045 | BASE | BASE | BASE | BASE_PMR1b | 9.2% | BASE_PMR1b | FS_2045 | MOD_CNST | MTSAO_BQ | MOD_CNST | UNC | DIESEL_LNG | NO_MIN_GAS | NO_MIN_GAS | BASE | BASE | EAF_60 | none | LOW_PMR1b | IRP24_LOW | RES_MRGN_10 | BASE3
105 | S105 | 0 |  | pklein-DESKTOP2 | copt | copt | TRUE | TRUE | 0 | FALSE | none |  | TRUE | [2025, 2029]+list(range(2030,2051,5)) | range(2030,2051,2) | W_P50 | W_P50 | SL_0 | 1 | redz_corridors_eia | copt | LC | existing+tdp | BASE_COALFLEX | DELAYED_ESKOM_2035 | TRUE | TRUE | 50% | 50% | BASE_PMR1b | FS_2045 | BASE | BASE | BASE | BASE_PMR1b | 9.2% | BASE_PMR1b | FS_2045 | MOD_CNST | MTSAO_BQ | MOD_CNST | UNC | DIESEL_LNG | NO_MIN_GAS | NO_MIN_GAS | BASE | BASE | EAF_60 | none | LOW_PMR1b | IRP24_LOW | RES_MRGN_10 | BASE3
106 | S106 | 0 |  | pklein-DESKTOP2 | copt | copt | TRUE | TRUE | 0 | FALSE | none |  | TRUE | [2025, 2029]+list(range(2030,2051,5)) | range(2030,2051,2) | W_P50 | W_P50 | SL_0 | 1 | redz_corridors_eia | copt | LC | existing+tdp | BASE_COALFLEX | DELAYED_ESKOM_2035 | TRUE | TRUE | 40% | 150% | BASE_PMR1b | FS_2045 | BASE | BASE | BASE | BASE_PMR1b | 9.2% | BASE_PMR1b | FS_2045 | MOD_CNST | MTSAO_BQ | MOD_CNST | UNC | DIESEL_LNG | NO_MIN_GAS | NO_MIN_GAS | BASE | BASE | EAF_60 | none | LOW_PMR1b | IRP24_LOW | RES_MRGN_10 | BASE3
107 | S107 | 0 |  | pklein-DESKTOP2 | copt | copt | TRUE | TRUE | 0 | FALSE | none |  | TRUE | [2025, 2029]+list(range(2030,2051,5)) | range(2030,2051,2) | W_P50 | W_P50 | SL_0 | 1 | redz_corridors_eia | copt | LC | existing+tdp | BASE_COALFLEX | DELAYED_ESKOM_2035 | TRUE | TRUE | 40% | 100% | BASE_PMR1b | FS_2045 | BASE | BASE | BASE | BASE_PMR1b | 9.2% | BASE_PMR1b | FS_2045 | MOD_CNST | MTSAO_BQ | MOD_CNST | UNC | DIESEL_LNG | NO_MIN_GAS | NO_MIN_GAS | BASE | BASE | EAF_60 | none | LOW_PMR1b | IRP24_LOW | RES_MRGN_10 | BASE3
108 | S108 | 0 |  | pklein-DESKTOP2 | copt | copt | TRUE | TRUE | 0 | FALSE | none |  | TRUE | [2025, 2029]+list(range(2030,2051,5)) | range(2030,2051,2) | W_P50 | W_P50 | SL_0 | 1 | redz_corridors_eia | copt | LC | existing+tdp | BASE_COALFLEX | DELAYED_ESKOM_2035 | TRUE | TRUE | 40% | 50% | BASE_PMR1b | FS_2045 | BASE | BASE | BASE | BASE_PMR1b | 9.2% | BASE_PMR1b | FS_2045 | MOD_CNST | MTSAO_BQ | MOD_CNST | UNC | DIESEL_LNG | NO_MIN_GAS | NO_MIN_GAS | BASE | BASE | EAF_60 | none | LOW_PMR1b | IRP24_LOW | RES_MRGN_10 | BASE3
109 | S109 | 0 |  | pklein-DESKTOP2 | copt | copt | TRUE | TRUE | 0 | FALSE | none |  | TRUE | [2025, 2029]+list(range(2030,2051,5)) | range(2030,2051,2) | W_P50 | W_P50 | SL_1 | 1 | redz_corridors_eia | copt | LC | existing+tdp | BASE_COALFLEX | DELAYED_ESKOM_2035 | TRUE | TRUE | 70% | 150% | BASE_PMR1b | FS_2045 | BASE | BASE | BASE | BASE_PMR1b | 9.2% | BASE_PMR1b | FS_2045 | MOD_CNST | MTSAO_BQ | MOD_CNST | UNC | DIESEL_LNG | NO_MIN_GAS | NO_MIN_GAS | BASE | BASE | EAF_60 | none | LOW_PMR1b | IRP24_LOW | RES_MRGN_10 | BASE3
110 | S110 | 0 |  | pklein-DESKTOP2 | copt | copt | TRUE | TRUE | 0 | FALSE | none |  | TRUE | [2025, 2029]+list(range(2030,2051,5)) | range(2030,2051,2) | W_P50 | W_P50 | SL_1 | 1 | redz_corridors_eia | copt | LC | existing+tdp | BASE_COALFLEX | DELAYED_ESKOM_2035 | TRUE | TRUE | 70% | 100% | BASE_PMR1b | FS_2045 | BASE | BASE | BASE | BASE_PMR1b | 9.2% | BASE_PMR1b | FS_2045 | MOD_CNST | MTSAO_BQ | MOD_CNST | UNC | DIESEL_LNG | NO_MIN_GAS | NO_MIN_GAS | BASE | BASE | EAF_60 | none | LOW_PMR1b | IRP24_LOW | RES_MRGN_10 | BASE3
111 | S111 | 0 |  | pklein-DESKTOP2 | copt | copt | TRUE | TRUE | 0 | FALSE | none |  | TRUE | [2025, 2029]+list(range(2030,2051,5)) | range(2030,2051,2) | W_P50 | W_P50 | SL_1 | 1 | redz_corridors_eia | copt | LC | existing+tdp | BASE_COALFLEX | DELAYED_ESKOM_2035 | TRUE | TRUE | 70% | 50% | BASE_PMR1b | FS_2045 | BASE | BASE | BASE | BASE_PMR1b | 9.2% | BASE_PMR1b | FS_2045 | MOD_CNST | MTSAO_BQ | MOD_CNST | UNC | DIESEL_LNG | NO_MIN_GAS | NO_MIN_GAS | BASE | BASE | EAF_60 | none | LOW_PMR1b | IRP24_LOW | RES_MRGN_10 | BASE3
112 | S112 | 0 |  | pklein-DESKTOP2 | copt | copt | TRUE | TRUE | 0 | FALSE | none |  | TRUE | [2025, 2029]+list(range(2030,2051,5)) | range(2030,2051,2) | W_P50 | W_P50 | SL_1 | 1 | redz_corridors_eia | copt | LC | existing+tdp | BASE_COALFLEX | DELAYED_ESKOM_2035 | TRUE | TRUE | 60% | 150% | BASE_PMR1b | FS_2045 | BASE | BASE | BASE | BASE_PMR1b | 9.2% | BASE_PMR1b | FS_2045 | MOD_CNST | MTSAO_BQ | MOD_CNST | UNC | DIESEL_LNG | NO_MIN_GAS | NO_MIN_GAS | BASE | BASE | EAF_60 | none | LOW_PMR1b | IRP24_LOW | RES_MRGN_10 | BASE3
113 | S113 | 0 |  | pklein-DESKTOP2 | copt | copt | TRUE | TRUE | 0 | FALSE | none |  | TRUE | [2025, 2029]+list(range(2030,2051,5)) | range(2030,2051,2) | W_P50 | W_P50 | SL_1 | 1 | redz_corridors_eia | copt | LC | existing+tdp | BASE_COALFLEX | DELAYED_ESKOM_2035 | TRUE | TRUE | 60% | 100% | BASE_PMR1b | FS_2045 | BASE | BASE | BASE | BASE_PMR1b | 9.2% | BASE_PMR1b | FS_2045 | MOD_CNST | MTSAO_BQ | MOD_CNST | UNC | DIESEL_LNG | NO_MIN_GAS | NO_MIN_GAS | BASE | BASE | EAF_60 | none | LOW_PMR1b | IRP24_LOW | RES_MRGN_10 | BASE3
114 | S114 | 0 |  | pklein-DESKTOP2 | copt | copt | TRUE | TRUE | 0 | FALSE | none |  | TRUE | [2025, 2029]+list(range(2030,2051,5)) | range(2030,2051,2) | W_P50 | W_P50 | SL_1 | 1 | redz_corridors_eia | copt | LC | existing+tdp | BASE_COALFLEX | DELAYED_ESKOM_2035 | TRUE | TRUE | 60% | 50% | BASE_PMR1b | FS_2045 | BASE | BASE | BASE | BASE_PMR1b | 9.2% | BASE_PMR1b | FS_2045 | MOD_CNST | MTSAO_BQ | MOD_CNST | UNC | DIESEL_LNG | NO_MIN_GAS | NO_MIN_GAS | BASE | BASE | EAF_60 | none | LOW_PMR1b | IRP24_LOW | RES_MRGN_10 | BASE3
115 | S115 | 0 |  | pklein-DESKTOP2 | copt | copt | TRUE | TRUE | 0 | FALSE | none |  | TRUE | [2025, 2029]+list(range(2030,2051,5)) | range(2030,2051,2) | W_P50 | W_P50 | SL_1 | 1 | redz_corridors_eia | copt | LC | existing+tdp | BASE_COALFLEX | DELAYED_ESKOM_2035 | TRUE | TRUE | 50% | 150% | BASE_PMR1b | FS_2045 | BASE | BASE | BASE | BASE_PMR1b | 9.2% | BASE_PMR1b | FS_2045 | MOD_CNST | MTSAO_BQ | MOD_CNST | UNC | DIESEL_LNG | NO_MIN_GAS | NO_MIN_GAS | BASE | BASE | EAF_60 | none | LOW_PMR1b | IRP24_LOW | RES_MRGN_10 | BASE3
116 | S116 | 0 |  | pklein-DESKTOP2 | copt | copt | TRUE | TRUE | 0 | FALSE | none |  | TRUE | [2025, 2029]+list(range(2030,2051,5)) | range(2030,2051,2) | W_P50 | W_P50 | SL_1 | 1 | redz_corridors_eia | copt | LC | existing+tdp | BASE_COALFLEX | DELAYED_ESKOM_2035 | TRUE | TRUE | 50% | 100% | BASE_PMR1b | FS_2045 | BASE | BASE | BASE | BASE_PMR1b | 9.2% | BASE_PMR1b | FS_2045 | MOD_CNST | MTSAO_BQ | MOD_CNST | UNC | DIESEL_LNG | NO_MIN_GAS | NO_MIN_GAS | BASE | BASE | EAF_60 | none | LOW_PMR1b | IRP24_LOW | RES_MRGN_10 | BASE3
117 | S117 | 0 |  | pklein-DESKTOP2 | copt | copt | TRUE | TRUE | 0 | FALSE | none |  | TRUE | [2025, 2029]+list(range(2030,2051,5)) | range(2030,2051,2) | W_P50 | W_P50 | SL_1 | 1 | redz_corridors_eia | copt | LC | existing+tdp | BASE_COALFLEX | DELAYED_ESKOM_2035 | TRUE | TRUE | 50% | 50% | BASE_PMR1b | FS_2045 | BASE | BASE | BASE | BASE_PMR1b | 9.2% | BASE_PMR1b | FS_2045 | MOD_CNST | MTSAO_BQ | MOD_CNST | UNC | DIESEL_LNG | NO_MIN_GAS | NO_MIN_GAS | BASE | BASE | EAF_60 | none | LOW_PMR1b | IRP24_LOW | RES_MRGN_10 | BASE3
118 | S118 | 0 |  | pklein-DESKTOP2 | copt | copt | TRUE | TRUE | 0 | FALSE | none |  | TRUE | [2025, 2029]+list(range(2030,2051,5)) | range(2030,2051,2) | W_P50 | W_P50 | SL_1 | 1 | redz_corridors_eia | copt | LC | existing+tdp | BASE_COALFLEX | DELAYED_ESKOM_2035 | TRUE | TRUE | 40% | 150% | BASE_PMR1b | FS_2045 | BASE | BASE | BASE | BASE_PMR1b | 9.2% | BASE_PMR1b | FS_2045 | MOD_CNST | MTSAO_BQ | MOD_CNST | UNC | DIESEL_LNG | NO_MIN_GAS | NO_MIN_GAS | BASE | BASE | EAF_60 | none | LOW_PMR1b | IRP24_LOW | RES_MRGN_10 | BASE3
119 | S119 | 0 |  | pklein-DESKTOP2 | copt | copt | TRUE | TRUE | 0 | FALSE | none |  | TRUE | [2025, 2029]+list(range(2030,2051,5)) | range(2030,2051,2) | W_P50 | W_P50 | SL_1 | 1 | redz_corridors_eia | copt | LC | existing+tdp | BASE_COALFLEX | DELAYED_ESKOM_2035 | TRUE | TRUE | 40% | 100% | BASE_PMR1b | FS_2045 | BASE | BASE | BASE | BASE_PMR1b | 9.2% | BASE_PMR1b | FS_2045 | MOD_CNST | MTSAO_BQ | MOD_CNST | UNC | DIESEL_LNG | NO_MIN_GAS | NO_MIN_GAS | BASE | BASE | EAF_60 | none | LOW_PMR1b | IRP24_LOW | RES_MRGN_10 | BASE3
120 | S120 | 0 |  | pklein-DESKTOP2 | copt | copt | TRUE | TRUE | 0 | FALSE | none |  | TRUE | [2025, 2029]+list(range(2030,2051,5)) | range(2030,2051,2) | W_P50 | W_P50 | SL_1 | 1 | redz_corridors_eia | copt | LC | existing+tdp | BASE_COALFLEX | DELAYED_ESKOM_2035 | TRUE | TRUE | 40% | 50% | BASE_PMR1b | FS_2045 | BASE | BASE | BASE | BASE_PMR1b | 9.2% | BASE_PMR1b | FS_2045 | MOD_CNST | MTSAO_BQ | MOD_CNST | UNC | DIESEL_LNG | NO_MIN_GAS | NO_MIN_GAS | BASE | BASE | EAF_60 | none | LOW_PMR1b | IRP24_LOW | RES_MRGN_10 | BASE3
121 | S121 | 0 |  | pklein-DESKTOP2 | copt | copt | TRUE | TRUE | 0 | FALSE | none |  | TRUE | [2025, 2029]+list(range(2030,2051,5)) | range(2030,2051,2) | W_P50 | W_P50 | SL_6 | 1 | redz_corridors_eia | copt | LC | existing+tdp | BASE_COALFLEX | DELAYED_ESKOM_2035 | TRUE | TRUE | 70% | 150% | BASE_PMR1b | FS_2045 | BASE | BASE | BASE | BASE_PMR1b | 9.2% | BASE_PMR1b | FS_2045 | MOD_CNST | MTSAO_BQ | MOD_CNST | UNC | DIESEL_LNG | NO_MIN_GAS | NO_MIN_GAS | BASE | BASE | EAF_60 | none | LOW_PMR1b | IRP24_LOW | RES_MRGN_10 | BASE3
122 | S122 | 0 |  | pklein-DESKTOP2 | copt | copt | TRUE | TRUE | 0 | FALSE | none |  | TRUE | [2025, 2029]+list(range(2030,2051,5)) | range(2030,2051,2) | W_P50 | W_P50 | SL_6 | 1 | redz_corridors_eia | copt | LC | existing+tdp | BASE_COALFLEX | DELAYED_ESKOM_2035 | TRUE | TRUE | 70% | 100% | BASE_PMR1b | FS_2045 | BASE | BASE | BASE | BASE_PMR1b | 9.2% | BASE_PMR1b | FS_2045 | MOD_CNST | MTSAO_BQ | MOD_CNST | UNC | DIESEL_LNG | NO_MIN_GAS | NO_MIN_GAS | BASE | BASE | EAF_60 | none | LOW_PMR1b | IRP24_LOW | RES_MRGN_10 | BASE3
123 | S123 | 0 |  | pklein-DESKTOP2 | copt | copt | TRUE | TRUE | 0 | FALSE | none |  | TRUE | [2025, 2029]+list(range(2030,2051,5)) | range(2030,2051,2) | W_P50 | W_P50 | SL_6 | 1 | redz_corridors_eia | copt | LC | existing+tdp | BASE_COALFLEX | DELAYED_ESKOM_2035 | TRUE | TRUE | 70% | 50% | BASE_PMR1b | FS_2045 | BASE | BASE | BASE | BASE_PMR1b | 9.2% | BASE_PMR1b | FS_2045 | MOD_CNST | MTSAO_BQ | MOD_CNST | UNC | DIESEL_LNG | NO_MIN_GAS | NO_MIN_GAS | BASE | BASE | EAF_60 | none | LOW_PMR1b | IRP24_LOW | RES_MRGN_10 | BASE3
124 | S124 | 0 |  | pklein-DESKTOP2 | copt | copt | TRUE | TRUE | 0 | FALSE | none |  | TRUE | [2025, 2029]+list(range(2030,2051,5)) | range(2030,2051,2) | W_P50 | W_P50 | SL_6 | 1 | redz_corridors_eia | copt | LC | existing+tdp | BASE_COALFLEX | DELAYED_ESKOM_2035 | TRUE | TRUE | 60% | 150% | BASE_PMR1b | FS_2045 | BASE | BASE | BASE | BASE_PMR1b | 9.2% | BASE_PMR1b | FS_2045 | MOD_CNST | MTSAO_BQ | MOD_CNST | UNC | DIESEL_LNG | NO_MIN_GAS | NO_MIN_GAS | BASE | BASE | EAF_60 | none | LOW_PMR1b | IRP24_LOW | RES_MRGN_10 | BASE3
125 | S125 | 0 |  | pklein-DESKTOP2 | copt | copt | TRUE | TRUE | 0 | FALSE | none |  | TRUE | [2025, 2029]+list(range(2030,2051,5)) | range(2030,2051,2) | W_P50 | W_P50 | SL_6 | 1 | redz_corridors_eia | copt | LC | existing+tdp | BASE_COALFLEX | DELAYED_ESKOM_2035 | TRUE | TRUE | 60% | 100% | BASE_PMR1b | FS_2045 | BASE | BASE | BASE | BASE_PMR1b | 9.2% | BASE_PMR1b | FS_2045 | MOD_CNST | MTSAO_BQ | MOD_CNST | UNC | DIESEL_LNG | NO_MIN_GAS | NO_MIN_GAS | BASE | BASE | EAF_60 | none | LOW_PMR1b | IRP24_LOW | RES_MRGN_10 | BASE3
126 | S126 | 0 |  | pklein-DESKTOP2 | copt | copt | TRUE | TRUE | 0 | FALSE | none |  | TRUE | [2025, 2029]+list(range(2030,2051,5)) | range(2030,2051,2) | W_P50 | W_P50 | SL_6 | 1 | redz_corridors_eia | copt | LC | existing+tdp | BASE_COALFLEX | DELAYED_ESKOM_2035 | TRUE | TRUE | 60% | 50% | BASE_PMR1b | FS_2045 | BASE | BASE | BASE | BASE_PMR1b | 9.2% | BASE_PMR1b | FS_2045 | MOD_CNST | MTSAO_BQ | MOD_CNST | UNC | DIESEL_LNG | NO_MIN_GAS | NO_MIN_GAS | BASE | BASE | EAF_60 | none | LOW_PMR1b | IRP24_LOW | RES_MRGN_10 | BASE3
127 | S127 | 0 |  | pklein-DESKTOP2 | copt | copt | TRUE | TRUE | 0 | FALSE | none |  | TRUE | [2025, 2029]+list(range(2030,2051,5)) | range(2030,2051,2) | W_P50 | W_P50 | SL_6 | 1 | redz_corridors_eia | copt | LC | existing+tdp | BASE_COALFLEX | DELAYED_ESKOM_2035 | TRUE | TRUE | 50% | 150% | BASE_PMR1b | FS_2045 | BASE | BASE | BASE | BASE_PMR1b | 9.2% | BASE_PMR1b | FS_2045 | MOD_CNST | MTSAO_BQ | MOD_CNST | UNC | DIESEL_LNG | NO_MIN_GAS | NO_MIN_GAS | BASE | BASE | EAF_60 | none | LOW_PMR1b | IRP24_LOW | RES_MRGN_10 | BASE3
128 | S128 | 0 |  | pklein-DESKTOP2 | copt | copt | TRUE | TRUE | 0 | FALSE | none |  | TRUE | [2025, 2029]+list(range(2030,2051,5)) | range(2030,2051,2) | W_P50 | W_P50 | SL_6 | 1 | redz_corridors_eia | copt | LC | existing+tdp | BASE_COALFLEX | DELAYED_ESKOM_2035 | TRUE | TRUE | 50% | 100% | BASE_PMR1b | FS_2045 | BASE | BASE | BASE | BASE_PMR1b | 9.2% | BASE_PMR1b | FS_2045 | MOD_CNST | MTSAO_BQ | MOD_CNST | UNC | DIESEL_LNG | NO_MIN_GAS | NO_MIN_GAS | BASE | BASE | EAF_60 | none | LOW_PMR1b | IRP24_LOW | RES_MRGN_10 | BASE3
129 | S129 | 0 |  | pklein-DESKTOP2 | copt | copt | TRUE | TRUE | 0 | FALSE | none |  | TRUE | [2025, 2029]+list(range(2030,2051,5)) | range(2030,2051,2) | W_P50 | W_P50 | SL_6 | 1 | redz_corridors_eia | copt | LC | existing+tdp | BASE_COALFLEX | DELAYED_ESKOM_2035 | TRUE | TRUE | 50% | 50% | BASE_PMR1b | FS_2045 | BASE | BASE | BASE | BASE_PMR1b | 9.2% | BASE_PMR1b | FS_2045 | MOD_CNST | MTSAO_BQ | MOD_CNST | UNC | DIESEL_LNG | NO_MIN_GAS | NO_MIN_GAS | BASE | BASE | EAF_60 | none | LOW_PMR1b | IRP24_LOW | RES_MRGN_10 | BASE3
130 | S130 | 0 |  | pklein-DESKTOP2 | copt | copt | TRUE | TRUE | 0 | FALSE | none |  | TRUE | [2025, 2029]+list(range(2030,2051,5)) | range(2030,2051,2) | W_P50 | W_P50 | SL_6 | 1 | redz_corridors_eia | copt | LC | existing+tdp | BASE_COALFLEX | DELAYED_ESKOM_2035 | TRUE | TRUE | 40% | 150% | BASE_PMR1b | FS_2045 | BASE | BASE | BASE | BASE_PMR1b | 9.2% | BASE_PMR1b | FS_2045 | MOD_CNST | MTSAO_BQ | MOD_CNST | UNC | DIESEL_LNG | NO_MIN_GAS | NO_MIN_GAS | BASE | BASE | EAF_60 | none | LOW_PMR1b | IRP24_LOW | RES_MRGN_10 | BASE3
131 | S131 | 0 |  | pklein-DESKTOP2 | copt | copt | TRUE | TRUE | 0 | FALSE | none |  | TRUE | [2025, 2029]+list(range(2030,2051,5)) | range(2030,2051,2) | W_P50 | W_P50 | SL_6 | 1 | redz_corridors_eia | copt | LC | existing+tdp | BASE_COALFLEX | DELAYED_ESKOM_2035 | TRUE | TRUE | 40% | 100% | BASE_PMR1b | FS_2045 | BASE | BASE | BASE | BASE_PMR1b | 9.2% | BASE_PMR1b | FS_2045 | MOD_CNST | MTSAO_BQ | MOD_CNST | UNC | DIESEL_LNG | NO_MIN_GAS | NO_MIN_GAS | BASE | BASE | EAF_60 | none | LOW_PMR1b | IRP24_LOW | RES_MRGN_10 | BASE3
132 | S132 | 0 |  | pklein-DESKTOP2 | copt | copt | TRUE | TRUE | 0 | FALSE | none |  | TRUE | [2025, 2029]+list(range(2030,2051,5)) | range(2030,2051,2) | W_P50 | W_P50 | SL_6 | 1 | redz_corridors_eia | copt | LC | existing+tdp | BASE_COALFLEX | DELAYED_ESKOM_2035 | TRUE | TRUE | 40% | 50% | BASE_PMR1b | FS_2045 | BASE | BASE | BASE | BASE_PMR1b | 9.2% | BASE_PMR1b | FS_2045 | MOD_CNST | MTSAO_BQ | MOD_CNST | UNC | DIESEL_LNG | NO_MIN_GAS | NO_MIN_GAS | BASE | BASE | EAF_60 | none | LOW_PMR1b | IRP24_LOW | RES_MRGN_10 | BASE3
133 | S133 | 0 |  | pklein-DESKTOP2 | copt | copt | TRUE | TRUE | 0 | FALSE | none |  | TRUE | [2025, 2029]+list(range(2030,2051,5)) | range(2030,2051,2) | W_P50 | W_P50 | SL_12 | 1 | redz_corridors_eia | copt | LC | existing+tdp | BASE_COALFLEX | DELAYED_ESKOM_2035 | TRUE | TRUE | 70% | 150% | BASE_PMR1b | FS_2045 | BASE | BASE | BASE | BASE_PMR1b | 9.2% | BASE_PMR1b | FS_2045 | MOD_CNST | MTSAO_BQ | MOD_CNST | UNC | DIESEL_LNG | NO_MIN_GAS | NO_MIN_GAS | BASE | BASE | EAF_60 | none | LOW_PMR1b | IRP24_LOW | RES_MRGN_10 | BASE3
134 | S134 | 0 |  | pklein-DESKTOP2 | copt | copt | TRUE | TRUE | 0 | FALSE | none |  | TRUE | [2025, 2029]+list(range(2030,2051,5)) | range(2030,2051,2) | W_P50 | W_P50 | SL_12 | 1 | redz_corridors_eia | copt | LC | existing+tdp | BASE_COALFLEX | DELAYED_ESKOM_2035 | TRUE | TRUE | 70% | 100% | BASE_PMR1b | FS_2045 | BASE | BASE | BASE | BASE_PMR1b | 9.2% | BASE_PMR1b | FS_2045 | MOD_CNST | MTSAO_BQ | MOD_CNST | UNC | DIESEL_LNG | NO_MIN_GAS | NO_MIN_GAS | BASE | BASE | EAF_60 | none | LOW_PMR1b | IRP24_LOW | RES_MRGN_10 | BASE3
135 | S135 | 0 |  | pklein-DESKTOP2 | copt | copt | TRUE | TRUE | 0 | FALSE | none |  | TRUE | [2025, 2029]+list(range(2030,2051,5)) | range(2030,2051,2) | W_P50 | W_P50 | SL_12 | 1 | redz_corridors_eia | copt | LC | existing+tdp | BASE_COALFLEX | DELAYED_ESKOM_2035 | TRUE | TRUE | 70% | 50% | BASE_PMR1b | FS_2045 | BASE | BASE | BASE | BASE_PMR1b | 9.2% | BASE_PMR1b | FS_2045 | MOD_CNST | MTSAO_BQ | MOD_CNST | UNC | DIESEL_LNG | NO_MIN_GAS | NO_MIN_GAS | BASE | BASE | EAF_60 | none | LOW_PMR1b | IRP24_LOW | RES_MRGN_10 | BASE3
136 | S136 | 0 |  | pklein-DESKTOP2 | copt | copt | TRUE | TRUE | 0 | FALSE | none |  | TRUE | [2025, 2029]+list(range(2030,2051,5)) | range(2030,2051,2) | W_P50 | W_P50 | SL_12 | 1 | redz_corridors_eia | copt | LC | existing+tdp | BASE_COALFLEX | DELAYED_ESKOM_2035 | TRUE | TRUE | 60% | 150% | BASE_PMR1b | FS_2045 | BASE | BASE | BASE | BASE_PMR1b | 9.2% | BASE_PMR1b | FS_2045 | MOD_CNST | MTSAO_BQ | MOD_CNST | UNC | DIESEL_LNG | NO_MIN_GAS | NO_MIN_GAS | BASE | BASE | EAF_60 | none | LOW_PMR1b | IRP24_LOW | RES_MRGN_10 | BASE3
137 | S137 | 0 |  | pklein-DESKTOP2 | copt | copt | TRUE | TRUE | 0 | FALSE | none |  | TRUE | [2025, 2029]+list(range(2030,2051,5)) | range(2030,2051,2) | W_P50 | W_P50 | SL_12 | 1 | redz_corridors_eia | copt | LC | existing+tdp | BASE_COALFLEX | DELAYED_ESKOM_2035 | TRUE | TRUE | 60% | 100% | BASE_PMR1b | FS_2045 | BASE | BASE | BASE | BASE_PMR1b | 9.2% | BASE_PMR1b | FS_2045 | MOD_CNST | MTSAO_BQ | MOD_CNST | UNC | DIESEL_LNG | NO_MIN_GAS | NO_MIN_GAS | BASE | BASE | EAF_60 | none | LOW_PMR1b | IRP24_LOW | RES_MRGN_10 | BASE3
138 | S138 | 0 |  | pklein-DESKTOP2 | copt | copt | TRUE | TRUE | 0 | FALSE | none |  | TRUE | [2025, 2029]+list(range(2030,2051,5)) | range(2030,2051,2) | W_P50 | W_P50 | SL_12 | 1 | redz_corridors_eia | copt | LC | existing+tdp | BASE_COALFLEX | DELAYED_ESKOM_2035 | TRUE | TRUE | 60% | 50% | BASE_PMR1b | FS_2045 | BASE | BASE | BASE | BASE_PMR1b | 9.2% | BASE_PMR1b | FS_2045 | MOD_CNST | MTSAO_BQ | MOD_CNST | UNC | DIESEL_LNG | NO_MIN_GAS | NO_MIN_GAS | BASE | BASE | EAF_60 | none | LOW_PMR1b | IRP24_LOW | RES_MRGN_10 | BASE3
139 | S139 | 0 |  | pklein-DESKTOP2 | copt | copt | TRUE | TRUE | 0 | FALSE | none |  | TRUE | [2025, 2029]+list(range(2030,2051,5)) | range(2030,2051,2) | W_P50 | W_P50 | SL_12 | 1 | redz_corridors_eia | copt | LC | existing+tdp | BASE_COALFLEX | DELAYED_ESKOM_2035 | TRUE | TRUE | 50% | 150% | BASE_PMR1b | FS_2045 | BASE | BASE | BASE | BASE_PMR1b | 9.2% | BASE_PMR1b | FS_2045 | MOD_CNST | MTSAO_BQ | MOD_CNST | UNC | DIESEL_LNG | NO_MIN_GAS | NO_MIN_GAS | BASE | BASE | EAF_60 | none | LOW_PMR1b | IRP24_LOW | RES_MRGN_10 | BASE3
140 | S140 | 0 |  | pklein-DESKTOP2 | copt | copt | TRUE | TRUE | 0 | FALSE | none |  | TRUE | [2025, 2029]+list(range(2030,2051,5)) | range(2030,2051,2) | W_P50 | W_P50 | SL_12 | 1 | redz_corridors_eia | copt | LC | existing+tdp | BASE_COALFLEX | DELAYED_ESKOM_2035 | TRUE | TRUE | 50% | 100% | BASE_PMR1b | FS_2045 | BASE | BASE | BASE | BASE_PMR1b | 9.2% | BASE_PMR1b | FS_2045 | MOD_CNST | MTSAO_BQ | MOD_CNST | UNC | DIESEL_LNG | NO_MIN_GAS | NO_MIN_GAS | BASE | BASE | EAF_60 | none | LOW_PMR1b | IRP24_LOW | RES_MRGN_10 | BASE3
141 | S141 | 0 |  | pklein-DESKTOP2 | copt | copt | TRUE | TRUE | 0 | FALSE | none |  | TRUE | [2025, 2029]+list(range(2030,2051,5)) | range(2030,2051,2) | W_P50 | W_P50 | SL_12 | 1 | redz_corridors_eia | copt | LC | existing+tdp | BASE_COALFLEX | DELAYED_ESKOM_2035 | TRUE | TRUE | 50% | 50% | BASE_PMR1b | FS_2045 | BASE | BASE | BASE | BASE_PMR1b | 9.2% | BASE_PMR1b | FS_2045 | MOD_CNST | MTSAO_BQ | MOD_CNST | UNC | DIESEL_LNG | NO_MIN_GAS | NO_MIN_GAS | BASE | BASE | EAF_60 | none | LOW_PMR1b | IRP24_LOW | RES_MRGN_10 | BASE3
142 | S142 | 0 |  | pklein-DESKTOP2 | copt | copt | TRUE | TRUE | 0 | FALSE | none |  | TRUE | [2025, 2029]+list(range(2030,2051,5)) | range(2030,2051,2) | W_P50 | W_P50 | SL_12 | 1 | redz_corridors_eia | copt | LC | existing+tdp | BASE_COALFLEX | DELAYED_ESKOM_2035 | TRUE | TRUE | 40% | 150% | BASE_PMR1b | FS_2045 | BASE | BASE | BASE | BASE_PMR1b | 9.2% | BASE_PMR1b | FS_2045 | MOD_CNST | MTSAO_BQ | MOD_CNST | UNC | DIESEL_LNG | NO_MIN_GAS | NO_MIN_GAS | BASE | BASE | EAF_60 | none | LOW_PMR1b | IRP24_LOW | RES_MRGN_10 | BASE3
143 | S143 | 0 |  | pklein-DESKTOP2 | copt | copt | TRUE | TRUE | 0 | FALSE | none |  | TRUE | [2025, 2029]+list(range(2030,2051,5)) | range(2030,2051,2) | W_P50 | W_P50 | SL_12 | 1 | redz_corridors_eia | copt | LC | existing+tdp | BASE_COALFLEX | DELAYED_ESKOM_2035 | TRUE | TRUE | 40% | 100% | BASE_PMR1b | FS_2045 | BASE | BASE | BASE | BASE_PMR1b | 9.2% | BASE_PMR1b | FS_2045 | MOD_CNST | MTSAO_BQ | MOD_CNST | UNC | DIESEL_LNG | NO_MIN_GAS | NO_MIN_GAS | BASE | BASE | EAF_60 | none | LOW_PMR1b | IRP24_LOW | RES_MRGN_10 | BASE3
144 | S144 | 0 |  | pklein-DESKTOP2 | copt | copt | TRUE | TRUE | 0 | FALSE | none |  | TRUE | [2025, 2029]+list(range(2030,2051,5)) | range(2030,2051,2) | W_P50 | W_P50 | SL_12 | 1 | redz_corridors_eia | copt | LC | existing+tdp | BASE_COALFLEX | DELAYED_ESKOM_2035 | TRUE | TRUE | 40% | 50% | BASE_PMR1b | FS_2045 | BASE | BASE | BASE | BASE_PMR1b | 9.2% | BASE_PMR1b | FS_2045 | MOD_CNST | MTSAO_BQ | MOD_CNST | UNC | DIESEL_LNG | NO_MIN_GAS | NO_MIN_GAS | BASE | BASE | EAF_60 | none | LOW_PMR1b | IRP24_LOW | RES_MRGN_10 | BASE3
145 | S145 | 0 |  | pklein-DESKTOP | copt | copt | TRUE | TRUE | 0 | FALSE | none |  | TRUE | [2025, 2029]+list(range(2030,2051,5)) | range(2030,2051,2) | W_P50 | W_P50 | SL_0 | 1 | redz_corridors_eia | copt | LC | existing+tdp | BASE_COALFLEX | DELAYED_ESKOM_2035 | TRUE | FALSE | 70% | 150% | BASE_PMR1b | FS_2045 | BASE | BASE | BASE | BASE_PMR1b | 9.2% | BASE_PMR1b | FS_2045 | MOD_CNST | MTSAO_BQ | MOD_CNST | UNC | DIESEL_LNG | NO_MIN_GAS | NO_MIN_GAS | BASE | BASE | EAF_60 | none | LOW_PMR1b | IRP24_LOW | RES_MRGN_10 | BASE3
146 | S146 | 0 |  | pklein-DESKTOP | copt | copt | TRUE | TRUE | 0 | FALSE | none |  | TRUE | [2025, 2029]+list(range(2030,2051,5)) | range(2030,2051,2) | W_P50 | W_P50 | SL_0 | 1 | redz_corridors_eia | copt | LC | existing+tdp | BASE_COALFLEX | DELAYED_ESKOM_2035 | TRUE | FALSE | 70% | 100% | BASE_PMR1b | FS_2045 | BASE | BASE | BASE | BASE_PMR1b | 9.2% | BASE_PMR1b | FS_2045 | MOD_CNST | MTSAO_BQ | MOD_CNST | UNC | DIESEL_LNG | NO_MIN_GAS | NO_MIN_GAS | BASE | BASE | EAF_60 | none | LOW_PMR1b | IRP24_LOW | RES_MRGN_10 | BASE3
147 | S147 | 0 |  | pklein-DESKTOP | copt | copt | TRUE | TRUE | 0 | FALSE | none |  | TRUE | [2025, 2029]+list(range(2030,2051,5)) | range(2030,2051,2) | W_P50 | W_P50 | SL_0 | 1 | redz_corridors_eia | copt | LC | existing+tdp | BASE_COALFLEX | DELAYED_ESKOM_2035 | TRUE | FALSE | 70% | 50% | BASE_PMR1b | FS_2045 | BASE | BASE | BASE | BASE_PMR1b | 9.2% | BASE_PMR1b | FS_2045 | MOD_CNST | MTSAO_BQ | MOD_CNST | UNC | DIESEL_LNG | NO_MIN_GAS | NO_MIN_GAS | BASE | BASE | EAF_60 | none | LOW_PMR1b | IRP24_LOW | RES_MRGN_10 | BASE3
148 | S148 | 0 |  | pklein-DESKTOP | copt | copt | TRUE | TRUE | 0 | FALSE | none |  | TRUE | [2025, 2029]+list(range(2030,2051,5)) | range(2030,2051,2) | W_P50 | W_P50 | SL_0 | 1 | redz_corridors_eia | copt | LC | existing+tdp | BASE_COALFLEX | DELAYED_ESKOM_2035 | TRUE | FALSE | 60% | 150% | BASE_PMR1b | FS_2045 | BASE | BASE | BASE | BASE_PMR1b | 9.2% | BASE_PMR1b | FS_2045 | MOD_CNST | MTSAO_BQ | MOD_CNST | UNC | DIESEL_LNG | NO_MIN_GAS | NO_MIN_GAS | BASE | BASE | EAF_60 | none | LOW_PMR1b | IRP24_LOW | RES_MRGN_10 | BASE3
149 | S149 | 0 |  | pklein-DESKTOP | copt | copt | TRUE | TRUE | 0 | FALSE | none |  | TRUE | [2025, 2029]+list(range(2030,2051,5)) | range(2030,2051,2) | W_P50 | W_P50 | SL_0 | 1 | redz_corridors_eia | copt | LC | existing+tdp | BASE_COALFLEX | DELAYED_ESKOM_2035 | TRUE | FALSE | 60% | 100% | BASE_PMR1b | FS_2045 | BASE | BASE | BASE | BASE_PMR1b | 9.2% | BASE_PMR1b | FS_2045 | MOD_CNST | MTSAO_BQ | MOD_CNST | UNC | DIESEL_LNG | NO_MIN_GAS | NO_MIN_GAS | BASE | BASE | EAF_60 | none | LOW_PMR1b | IRP24_LOW | RES_MRGN_10 | BASE3
150 | S150 | 0 |  | pklein-DESKTOP2 | copt | copt | TRUE | TRUE | 0 | FALSE | none |  | TRUE | [2025, 2029]+list(range(2030,2051,5)) | range(2030,2051,2) | W_P50 | W_P50 | SL_0 | 1 | redz_corridors_eia | copt | LC | existing+tdp | BASE_COALFLEX | DELAYED_ESKOM_2035 | TRUE | FALSE | 60% | 50% | BASE_PMR1b | FS_2045 | BASE | BASE | BASE | BASE_PMR1b | 9.2% | BASE_PMR1b | FS_2045 | MOD_CNST | MTSAO_BQ | MOD_CNST | UNC | DIESEL_LNG | NO_MIN_GAS | NO_MIN_GAS | BASE | BASE | EAF_60 | none | LOW_PMR1b | IRP24_LOW | RES_MRGN_10 | BASE3
151 | S151 | 0 |  | pklein-DESKTOP2 | copt | copt | TRUE | TRUE | 0 | FALSE | none |  | TRUE | [2025, 2029]+list(range(2030,2051,5)) | range(2030,2051,2) | W_P50 | W_P50 | SL_0 | 1 | redz_corridors_eia | copt | LC | existing+tdp | BASE_COALFLEX | DELAYED_ESKOM_2035 | TRUE | FALSE | 50% | 150% | BASE_PMR1b | FS_2045 | BASE | BASE | BASE | BASE_PMR1b | 9.2% | BASE_PMR1b | FS_2045 | MOD_CNST | MTSAO_BQ | MOD_CNST | UNC | DIESEL_LNG | NO_MIN_GAS | NO_MIN_GAS | BASE | BASE | EAF_60 | none | LOW_PMR1b | IRP24_LOW | RES_MRGN_10 | BASE3
152 | S152 | 0 |  | pklein-DESKTOP2 | copt | copt | TRUE | TRUE | 0 | FALSE | none |  | TRUE | [2025, 2029]+list(range(2030,2051,5)) | range(2030,2051,2) | W_P50 | W_P50 | SL_0 | 1 | redz_corridors_eia | copt | LC | existing+tdp | BASE_COALFLEX | DELAYED_ESKOM_2035 | TRUE | FALSE | 50% | 100% | BASE_PMR1b | FS_2045 | BASE | BASE | BASE | BASE_PMR1b | 9.2% | BASE_PMR1b | FS_2045 | MOD_CNST | MTSAO_BQ | MOD_CNST | UNC | DIESEL_LNG | NO_MIN_GAS | NO_MIN_GAS | BASE | BASE | EAF_60 | none | LOW_PMR1b | IRP24_LOW | RES_MRGN_10 | BASE3
153 | S153 | 0 |  | pklein-DESKTOP2 | copt | copt | TRUE | TRUE | 0 | FALSE | none |  | TRUE | [2025, 2029]+list(range(2030,2051,5)) | range(2030,2051,2) | W_P50 | W_P50 | SL_0 | 1 | redz_corridors_eia | copt | LC | existing+tdp | BASE_COALFLEX | DELAYED_ESKOM_2035 | TRUE | FALSE | 50% | 50% | BASE_PMR1b | FS_2045 | BASE | BASE | BASE | BASE_PMR1b | 9.2% | BASE_PMR1b | FS_2045 | MOD_CNST | MTSAO_BQ | MOD_CNST | UNC | DIESEL_LNG | NO_MIN_GAS | NO_MIN_GAS | BASE | BASE | EAF_60 | none | LOW_PMR1b | IRP24_LOW | RES_MRGN_10 | BASE3
154 | S154 | 0 |  | pklein-DESKTOP2 | copt | copt | TRUE | TRUE | 0 | FALSE | none |  | TRUE | [2025, 2029]+list(range(2030,2051,5)) | range(2030,2051,2) | W_P50 | W_P50 | SL_0 | 1 | redz_corridors_eia | copt | LC | existing+tdp | BASE_COALFLEX | DELAYED_ESKOM_2035 | TRUE | FALSE | 40% | 150% | BASE_PMR1b | FS_2045 | BASE | BASE | BASE | BASE_PMR1b | 9.2% | BASE_PMR1b | FS_2045 | MOD_CNST | MTSAO_BQ | MOD_CNST | UNC | DIESEL_LNG | NO_MIN_GAS | NO_MIN_GAS | BASE | BASE | EAF_60 | none | LOW_PMR1b | IRP24_LOW | RES_MRGN_10 | BASE3
155 | S155 | 0 |  | pklein-DESKTOP2 | copt | copt | TRUE | TRUE | 0 | FALSE | none |  | TRUE | [2025, 2029]+list(range(2030,2051,5)) | range(2030,2051,2) | W_P50 | W_P50 | SL_0 | 1 | redz_corridors_eia | copt | LC | existing+tdp | BASE_COALFLEX | DELAYED_ESKOM_2035 | TRUE | FALSE | 40% | 100% | BASE_PMR1b | FS_2045 | BASE | BASE | BASE | BASE_PMR1b | 9.2% | BASE_PMR1b | FS_2045 | MOD_CNST | MTSAO_BQ | MOD_CNST | UNC | DIESEL_LNG | NO_MIN_GAS | NO_MIN_GAS | BASE | BASE | EAF_60 | none | LOW_PMR1b | IRP24_LOW | RES_MRGN_10 | BASE3
156 | S156 | 0 |  | pklein-DESKTOP2 | copt | copt | TRUE | TRUE | 0 | FALSE | none |  | TRUE | [2025, 2029]+list(range(2030,2051,5)) | range(2030,2051,2) | W_P50 | W_P50 | SL_0 | 1 | redz_corridors_eia | copt | LC | existing+tdp | BASE_COALFLEX | DELAYED_ESKOM_2035 | TRUE | FALSE | 40% | 50% | BASE_PMR1b | FS_2045 | BASE | BASE | BASE | BASE_PMR1b | 9.2% | BASE_PMR1b | FS_2045 | MOD_CNST | MTSAO_BQ | MOD_CNST | UNC | DIESEL_LNG | NO_MIN_GAS | NO_MIN_GAS | BASE | BASE | EAF_60 | none | LOW_PMR1b | IRP24_LOW | RES_MRGN_10 | BASE3
157 | S157 | 0 |  | pklein-DESKTOP2 | copt | copt | TRUE | TRUE | 0 | FALSE | none |  | TRUE | [2025, 2029]+list(range(2030,2051,5)) | range(2030,2051,2) | W_P50 | W_P50 | SL_1 | 1 | redz_corridors_eia | copt | LC | existing+tdp | BASE_COALFLEX | DELAYED_ESKOM_2035 | TRUE | FALSE | 70% | 150% | BASE_PMR1b | FS_2045 | BASE | BASE | BASE | BASE_PMR1b | 9.2% | BASE_PMR1b | FS_2045 | MOD_CNST | MTSAO_BQ | MOD_CNST | UNC | DIESEL_LNG | NO_MIN_GAS | NO_MIN_GAS | BASE | BASE | EAF_60 | none | LOW_PMR1b | IRP24_LOW | RES_MRGN_10 | BASE3
158 | S158 | 0 |  | pklein-DESKTOP2 | copt | copt | TRUE | TRUE | 0 | FALSE | none |  | TRUE | [2025, 2029]+list(range(2030,2051,5)) | range(2030,2051,2) | W_P50 | W_P50 | SL_1 | 1 | redz_corridors_eia | copt | LC | existing+tdp | BASE_COALFLEX | DELAYED_ESKOM_2035 | TRUE | FALSE | 70% | 100% | BASE_PMR1b | FS_2045 | BASE | BASE | BASE | BASE_PMR1b | 9.2% | BASE_PMR1b | FS_2045 | MOD_CNST | MTSAO_BQ | MOD_CNST | UNC | DIESEL_LNG | NO_MIN_GAS | NO_MIN_GAS | BASE | BASE | EAF_60 | none | LOW_PMR1b | IRP24_LOW | RES_MRGN_10 | BASE3
159 | S159 | 0 |  | pklein-DESKTOP | copt | copt | TRUE | TRUE | 0 | FALSE | none |  | TRUE | [2025, 2029]+list(range(2030,2051,5)) | range(2030,2051,2) | W_P50 | W_P50 | SL_1 | 1 | redz_corridors_eia | copt | LC | existing+tdp | BASE_COALFLEX | DELAYED_ESKOM_2035 | TRUE | FALSE | 70% | 50% | BASE_PMR1b | FS_2045 | BASE | BASE | BASE | BASE_PMR1b | 9.2% | BASE_PMR1b | FS_2045 | MOD_CNST | MTSAO_BQ | MOD_CNST | UNC | DIESEL_LNG | NO_MIN_GAS | NO_MIN_GAS | BASE | BASE | EAF_60 | none | LOW_PMR1b | IRP24_LOW | RES_MRGN_10 | BASE3
160 | S160 | 0 |  | pklein-DESKTOP | copt | copt | TRUE | TRUE | 0 | FALSE | none |  | TRUE | [2025, 2029]+list(range(2030,2051,5)) | range(2030,2051,2) | W_P50 | W_P50 | SL_1 | 1 | redz_corridors_eia | copt | LC | existing+tdp | BASE_COALFLEX | DELAYED_ESKOM_2035 | TRUE | FALSE | 60% | 150% | BASE_PMR1b | FS_2045 | BASE | BASE | BASE | BASE_PMR1b | 9.2% | BASE_PMR1b | FS_2045 | MOD_CNST | MTSAO_BQ | MOD_CNST | UNC | DIESEL_LNG | NO_MIN_GAS | NO_MIN_GAS | BASE | BASE | EAF_60 | none | LOW_PMR1b | IRP24_LOW | RES_MRGN_10 | BASE3
161 | S161 | 0 |  | pklein-DESKTOP | copt | copt | TRUE | TRUE | 0 | FALSE | none |  | TRUE | [2025, 2029]+list(range(2030,2051,5)) | range(2030,2051,2) | W_P50 | W_P50 | SL_1 | 1 | redz_corridors_eia | copt | LC | existing+tdp | BASE_COALFLEX | DELAYED_ESKOM_2035 | TRUE | FALSE | 60% | 100% | BASE_PMR1b | FS_2045 | BASE | BASE | BASE | BASE_PMR1b | 9.2% | BASE_PMR1b | FS_2045 | MOD_CNST | MTSAO_BQ | MOD_CNST | UNC | DIESEL_LNG | NO_MIN_GAS | NO_MIN_GAS | BASE | BASE | EAF_60 | none | LOW_PMR1b | IRP24_LOW | RES_MRGN_10 | BASE3
162 | S162 | 0 |  | pklein-DESKTOP | copt | copt | TRUE | TRUE | 0 | FALSE | none |  | TRUE | [2025, 2029]+list(range(2030,2051,5)) | range(2030,2051,2) | W_P50 | W_P50 | SL_1 | 1 | redz_corridors_eia | copt | LC | existing+tdp | BASE_COALFLEX | DELAYED_ESKOM_2035 | TRUE | FALSE | 60% | 50% | BASE_PMR1b | FS_2045 | BASE | BASE | BASE | BASE_PMR1b | 9.2% | BASE_PMR1b | FS_2045 | MOD_CNST | MTSAO_BQ | MOD_CNST | UNC | DIESEL_LNG | NO_MIN_GAS | NO_MIN_GAS | BASE | BASE | EAF_60 | none | LOW_PMR1b | IRP24_LOW | RES_MRGN_10 | BASE3
163 | S163 | 0 |  | pklein-DESKTOP | copt | copt | TRUE | TRUE | 0 | FALSE | none |  | TRUE | [2025, 2029]+list(range(2030,2051,5)) | range(2030,2051,2) | W_P50 | W_P50 | SL_1 | 1 | redz_corridors_eia | copt | LC | existing+tdp | BASE_COALFLEX | DELAYED_ESKOM_2035 | TRUE | FALSE | 50% | 150% | BASE_PMR1b | FS_2045 | BASE | BASE | BASE | BASE_PMR1b | 9.2% | BASE_PMR1b | FS_2045 | MOD_CNST | MTSAO_BQ | MOD_CNST | UNC | DIESEL_LNG | NO_MIN_GAS | NO_MIN_GAS | BASE | BASE | EAF_60 | none | LOW_PMR1b | IRP24_LOW | RES_MRGN_10 | BASE3
164 | S164 | 0 |  | pklein-DESKTOP | copt | copt | TRUE | TRUE | 0 | FALSE | none |  | TRUE | [2025, 2029]+list(range(2030,2051,5)) | range(2030,2051,2) | W_P50 | W_P50 | SL_1 | 1 | redz_corridors_eia | copt | LC | existing+tdp | BASE_COALFLEX | DELAYED_ESKOM_2035 | TRUE | FALSE | 50% | 100% | BASE_PMR1b | FS_2045 | BASE | BASE | BASE | BASE_PMR1b | 9.2% | BASE_PMR1b | FS_2045 | MOD_CNST | MTSAO_BQ | MOD_CNST | UNC | DIESEL_LNG | NO_MIN_GAS | NO_MIN_GAS | BASE | BASE | EAF_60 | none | LOW_PMR1b | IRP24_LOW | RES_MRGN_10 | BASE3
165 | S165 | 0 |  | pklein-DESKTOP | copt | copt | TRUE | TRUE | 0 | FALSE | none |  | TRUE | [2025, 2029]+list(range(2030,2051,5)) | range(2030,2051,2) | W_P50 | W_P50 | SL_1 | 1 | redz_corridors_eia | copt | LC | existing+tdp | BASE_COALFLEX | DELAYED_ESKOM_2035 | TRUE | FALSE | 50% | 50% | BASE_PMR1b | FS_2045 | BASE | BASE | BASE | BASE_PMR1b | 9.2% | BASE_PMR1b | FS_2045 | MOD_CNST | MTSAO_BQ | MOD_CNST | UNC | DIESEL_LNG | NO_MIN_GAS | NO_MIN_GAS | BASE | BASE | EAF_60 | none | LOW_PMR1b | IRP24_LOW | RES_MRGN_10 | BASE3
166 | S166 | 0 |  | pklein-DESKTOP | copt | copt | TRUE | TRUE | 0 | FALSE | none |  | TRUE | [2025, 2029]+list(range(2030,2051,5)) | range(2030,2051,2) | W_P50 | W_P50 | SL_1 | 1 | redz_corridors_eia | copt | LC | existing+tdp | BASE_COALFLEX | DELAYED_ESKOM_2035 | TRUE | FALSE | 40% | 150% | BASE_PMR1b | FS_2045 | BASE | BASE | BASE | BASE_PMR1b | 9.2% | BASE_PMR1b | FS_2045 | MOD_CNST | MTSAO_BQ | MOD_CNST | UNC | DIESEL_LNG | NO_MIN_GAS | NO_MIN_GAS | BASE | BASE | EAF_60 | none | LOW_PMR1b | IRP24_LOW | RES_MRGN_10 | BASE3
167 | S167 | 0 |  | pklein-DESKTOP | copt | copt | TRUE | TRUE | 0 | FALSE | none |  | TRUE | [2025, 2029]+list(range(2030,2051,5)) | range(2030,2051,2) | W_P50 | W_P50 | SL_1 | 1 | redz_corridors_eia | copt | LC | existing+tdp | BASE_COALFLEX | DELAYED_ESKOM_2035 | TRUE | FALSE | 40% | 100% | BASE_PMR1b | FS_2045 | BASE | BASE | BASE | BASE_PMR1b | 9.2% | BASE_PMR1b | FS_2045 | MOD_CNST | MTSAO_BQ | MOD_CNST | UNC | DIESEL_LNG | NO_MIN_GAS | NO_MIN_GAS | BASE | BASE | EAF_60 | none | LOW_PMR1b | IRP24_LOW | RES_MRGN_10 | BASE3
168 | S168 | 0 |  | pklein-DESKTOP | copt | copt | TRUE | TRUE | 0 | FALSE | none |  | TRUE | [2025, 2029]+list(range(2030,2051,5)) | range(2030,2051,2) | W_P50 | W_P50 | SL_1 | 1 | redz_corridors_eia | copt | LC | existing+tdp | BASE_COALFLEX | DELAYED_ESKOM_2035 | TRUE | FALSE | 40% | 50% | BASE_PMR1b | FS_2045 | BASE | BASE | BASE | BASE_PMR1b | 9.2% | BASE_PMR1b | FS_2045 | MOD_CNST | MTSAO_BQ | MOD_CNST | UNC | DIESEL_LNG | NO_MIN_GAS | NO_MIN_GAS | BASE | BASE | EAF_60 | none | LOW_PMR1b | IRP24_LOW | RES_MRGN_10 | BASE3
169 | S169 | 0 |  | pklein-DESKTOP | copt | copt | TRUE | TRUE | 0 | FALSE | none |  | TRUE | [2025, 2029]+list(range(2030,2051,5)) | range(2030,2051,2) | W_P50 | W_P50 | SL_6 | 1 | redz_corridors_eia | copt | LC | existing+tdp | BASE_COALFLEX | DELAYED_ESKOM_2035 | TRUE | FALSE | 70% | 150% | BASE_PMR1b | FS_2045 | BASE | BASE | BASE | BASE_PMR1b | 9.2% | BASE_PMR1b | FS_2045 | MOD_CNST | MTSAO_BQ | MOD_CNST | UNC | DIESEL_LNG | NO_MIN_GAS | NO_MIN_GAS | BASE | BASE | EAF_60 | none | LOW_PMR1b | IRP24_LOW | RES_MRGN_10 | BASE3
170 | S170 | 0 |  | pklein-DESKTOP | copt | copt | TRUE | TRUE | 0 | FALSE | none |  | TRUE | [2025, 2029]+list(range(2030,2051,5)) | range(2030,2051,2) | W_P50 | W_P50 | SL_6 | 1 | redz_corridors_eia | copt | LC | existing+tdp | BASE_COALFLEX | DELAYED_ESKOM_2035 | TRUE | FALSE | 70% | 100% | BASE_PMR1b | FS_2045 | BASE | BASE | BASE | BASE_PMR1b | 9.2% | BASE_PMR1b | FS_2045 | MOD_CNST | MTSAO_BQ | MOD_CNST | UNC | DIESEL_LNG | NO_MIN_GAS | NO_MIN_GAS | BASE | BASE | EAF_60 | none | LOW_PMR1b | IRP24_LOW | RES_MRGN_10 | BASE3
171 | S171 | 0 |  | pklein-DESKTOP | copt | copt | TRUE | TRUE | 0 | FALSE | none |  | TRUE | [2025, 2029]+list(range(2030,2051,5)) | range(2030,2051,2) | W_P50 | W_P50 | SL_6 | 1 | redz_corridors_eia | copt | LC | existing+tdp | BASE_COALFLEX | DELAYED_ESKOM_2035 | TRUE | FALSE | 70% | 50% | BASE_PMR1b | FS_2045 | BASE | BASE | BASE | BASE_PMR1b | 9.2% | BASE_PMR1b | FS_2045 | MOD_CNST | MTSAO_BQ | MOD_CNST | UNC | DIESEL_LNG | NO_MIN_GAS | NO_MIN_GAS | BASE | BASE | EAF_60 | none | LOW_PMR1b | IRP24_LOW | RES_MRGN_10 | BASE3
172 | S172 | 0 |  | pklein-DESKTOP | copt | copt | TRUE | TRUE | 0 | FALSE | none |  | TRUE | [2025, 2029]+list(range(2030,2051,5)) | range(2030,2051,2) | W_P50 | W_P50 | SL_6 | 1 | redz_corridors_eia | copt | LC | existing+tdp | BASE_COALFLEX | DELAYED_ESKOM_2035 | TRUE | FALSE | 60% | 150% | BASE_PMR1b | FS_2045 | BASE | BASE | BASE | BASE_PMR1b | 9.2% | BASE_PMR1b | FS_2045 | MOD_CNST | MTSAO_BQ | MOD_CNST | UNC | DIESEL_LNG | NO_MIN_GAS | NO_MIN_GAS | BASE | BASE | EAF_60 | none | LOW_PMR1b | IRP24_LOW | RES_MRGN_10 | BASE3
173 | S173 | 0 |  | pklein-DESKTOP | copt | copt | TRUE | TRUE | 0 | FALSE | none |  | TRUE | [2025, 2029]+list(range(2030,2051,5)) | range(2030,2051,2) | W_P50 | W_P50 | SL_6 | 1 | redz_corridors_eia | copt | LC | existing+tdp | BASE_COALFLEX | DELAYED_ESKOM_2035 | TRUE | FALSE | 60% | 100% | BASE_PMR1b | FS_2045 | BASE | BASE | BASE | BASE_PMR1b | 9.2% | BASE_PMR1b | FS_2045 | MOD_CNST | MTSAO_BQ | MOD_CNST | UNC | DIESEL_LNG | NO_MIN_GAS | NO_MIN_GAS | BASE | BASE | EAF_60 | none | LOW_PMR1b | IRP24_LOW | RES_MRGN_10 | BASE3
174 | S174 | 0 |  | pklein-DESKTOP | copt | copt | TRUE | TRUE | 0 | FALSE | none |  | TRUE | [2025, 2029]+list(range(2030,2051,5)) | range(2030,2051,2) | W_P50 | W_P50 | SL_6 | 1 | redz_corridors_eia | copt | LC | existing+tdp | BASE_COALFLEX | DELAYED_ESKOM_2035 | TRUE | FALSE | 60% | 50% | BASE_PMR1b | FS_2045 | BASE | BASE | BASE | BASE_PMR1b | 9.2% | BASE_PMR1b | FS_2045 | MOD_CNST | MTSAO_BQ | MOD_CNST | UNC | DIESEL_LNG | NO_MIN_GAS | NO_MIN_GAS | BASE | BASE | EAF_60 | none | LOW_PMR1b | IRP24_LOW | RES_MRGN_10 | BASE3
175 | S175 | 0 |  | pklein-DESKTOP | copt | copt | TRUE | TRUE | 0 | FALSE | none |  | TRUE | [2025, 2029]+list(range(2030,2051,5)) | range(2030,2051,2) | W_P50 | W_P50 | SL_6 | 1 | redz_corridors_eia | copt | LC | existing+tdp | BASE_COALFLEX | DELAYED_ESKOM_2035 | TRUE | FALSE | 50% | 150% | BASE_PMR1b | FS_2045 | BASE | BASE | BASE | BASE_PMR1b | 9.2% | BASE_PMR1b | FS_2045 | MOD_CNST | MTSAO_BQ | MOD_CNST | UNC | DIESEL_LNG | NO_MIN_GAS | NO_MIN_GAS | BASE | BASE | EAF_60 | none | LOW_PMR1b | IRP24_LOW | RES_MRGN_10 | BASE3
176 | S176 | 0 |  | pklein-DESKTOP | copt | copt | TRUE | TRUE | 0 | FALSE | none |  | TRUE | [2025, 2029]+list(range(2030,2051,5)) | range(2030,2051,2) | W_P50 | W_P50 | SL_6 | 1 | redz_corridors_eia | copt | LC | existing+tdp | BASE_COALFLEX | DELAYED_ESKOM_2035 | TRUE | FALSE | 50% | 100% | BASE_PMR1b | FS_2045 | BASE | BASE | BASE | BASE_PMR1b | 9.2% | BASE_PMR1b | FS_2045 | MOD_CNST | MTSAO_BQ | MOD_CNST | UNC | DIESEL_LNG | NO_MIN_GAS | NO_MIN_GAS | BASE | BASE | EAF_60 | none | LOW_PMR1b | IRP24_LOW | RES_MRGN_10 | BASE3
177 | S177 | 0 |  | pklein-DESKTOP | copt | copt | TRUE | TRUE | 0 | FALSE | none |  | TRUE | [2025, 2029]+list(range(2030,2051,5)) | range(2030,2051,2) | W_P50 | W_P50 | SL_6 | 1 | redz_corridors_eia | copt | LC | existing+tdp | BASE_COALFLEX | DELAYED_ESKOM_2035 | TRUE | FALSE | 50% | 50% | BASE_PMR1b | FS_2045 | BASE | BASE | BASE | BASE_PMR1b | 9.2% | BASE_PMR1b | FS_2045 | MOD_CNST | MTSAO_BQ | MOD_CNST | UNC | DIESEL_LNG | NO_MIN_GAS | NO_MIN_GAS | BASE | BASE | EAF_60 | none | LOW_PMR1b | IRP24_LOW | RES_MRGN_10 | BASE3
178 | S178 | 0 |  | pklein-DESKTOP | copt | copt | TRUE | TRUE | 0 | FALSE | none |  | TRUE | [2025, 2029]+list(range(2030,2051,5)) | range(2030,2051,2) | W_P50 | W_P50 | SL_6 | 1 | redz_corridors_eia | copt | LC | existing+tdp | BASE_COALFLEX | DELAYED_ESKOM_2035 | TRUE | FALSE | 40% | 150% | BASE_PMR1b | FS_2045 | BASE | BASE | BASE | BASE_PMR1b | 9.2% | BASE_PMR1b | FS_2045 | MOD_CNST | MTSAO_BQ | MOD_CNST | UNC | DIESEL_LNG | NO_MIN_GAS | NO_MIN_GAS | BASE | BASE | EAF_60 | none | LOW_PMR1b | IRP24_LOW | RES_MRGN_10 | BASE3
179 | S179 | 0 |  | pklein-DESKTOP | copt | copt | TRUE | TRUE | 0 | FALSE | none |  | TRUE | [2025, 2029]+list(range(2030,2051,5)) | range(2030,2051,2) | W_P50 | W_P50 | SL_6 | 1 | redz_corridors_eia | copt | LC | existing+tdp | BASE_COALFLEX | DELAYED_ESKOM_2035 | TRUE | FALSE | 40% | 100% | BASE_PMR1b | FS_2045 | BASE | BASE | BASE | BASE_PMR1b | 9.2% | BASE_PMR1b | FS_2045 | MOD_CNST | MTSAO_BQ | MOD_CNST | UNC | DIESEL_LNG | NO_MIN_GAS | NO_MIN_GAS | BASE | BASE | EAF_60 | none | LOW_PMR1b | IRP24_LOW | RES_MRGN_10 | BASE3
180 | S180 | 0 |  | pklein-DESKTOP | copt | copt | TRUE | TRUE | 0 | FALSE | none |  | TRUE | [2025, 2029]+list(range(2030,2051,5)) | range(2030,2051,2) | W_P50 | W_P50 | SL_6 | 1 | redz_corridors_eia | copt | LC | existing+tdp | BASE_COALFLEX | DELAYED_ESKOM_2035 | TRUE | FALSE | 40% | 50% | BASE_PMR1b | FS_2045 | BASE | BASE | BASE | BASE_PMR1b | 9.2% | BASE_PMR1b | FS_2045 | MOD_CNST | MTSAO_BQ | MOD_CNST | UNC | DIESEL_LNG | NO_MIN_GAS | NO_MIN_GAS | BASE | BASE | EAF_60 | none | LOW_PMR1b | IRP24_LOW | RES_MRGN_10 | BASE3
181 | S181 | 0 |  | pklein-DESKTOP | copt | copt | TRUE | TRUE | 0 | FALSE | none |  | TRUE | [2025, 2029]+list(range(2030,2051,5)) | range(2030,2051,2) | W_P50 | W_P50 | SL_12 | 1 | redz_corridors_eia | copt | LC | existing+tdp | BASE_COALFLEX | DELAYED_ESKOM_2035 | TRUE | FALSE | 70% | 150% | BASE_PMR1b | FS_2045 | BASE | BASE | BASE | BASE_PMR1b | 9.2% | BASE_PMR1b | FS_2045 | MOD_CNST | MTSAO_BQ | MOD_CNST | UNC | DIESEL_LNG | NO_MIN_GAS | NO_MIN_GAS | BASE | BASE | EAF_60 | none | LOW_PMR1b | IRP24_LOW | RES_MRGN_10 | BASE3
182 | S182 | 0 |  | pklein-DESKTOP | copt | copt | TRUE | TRUE | 0 | FALSE | none |  | TRUE | [2025, 2029]+list(range(2030,2051,5)) | range(2030,2051,2) | W_P50 | W_P50 | SL_12 | 1 | redz_corridors_eia | copt | LC | existing+tdp | BASE_COALFLEX | DELAYED_ESKOM_2035 | TRUE | FALSE | 70% | 100% | BASE_PMR1b | FS_2045 | BASE | BASE | BASE | BASE_PMR1b | 9.2% | BASE_PMR1b | FS_2045 | MOD_CNST | MTSAO_BQ | MOD_CNST | UNC | DIESEL_LNG | NO_MIN_GAS | NO_MIN_GAS | BASE | BASE | EAF_60 | none | LOW_PMR1b | IRP24_LOW | RES_MRGN_10 | BASE3
183 | S183 | 0 |  | pklein-DESKTOP | copt | copt | TRUE | TRUE | 0 | FALSE | none |  | TRUE | [2025, 2029]+list(range(2030,2051,5)) | range(2030,2051,2) | W_P50 | W_P50 | SL_12 | 1 | redz_corridors_eia | copt | LC | existing+tdp | BASE_COALFLEX | DELAYED_ESKOM_2035 | TRUE | FALSE | 70% | 50% | BASE_PMR1b | FS_2045 | BASE | BASE | BASE | BASE_PMR1b | 9.2% | BASE_PMR1b | FS_2045 | MOD_CNST | MTSAO_BQ | MOD_CNST | UNC | DIESEL_LNG | NO_MIN_GAS | NO_MIN_GAS | BASE | BASE | EAF_60 | none | LOW_PMR1b | IRP24_LOW | RES_MRGN_10 | BASE3
184 | S184 | 0 |  | pklein-DESKTOP | copt | copt | TRUE | TRUE | 0 | FALSE | none |  | TRUE | [2025, 2029]+list(range(2030,2051,5)) | range(2030,2051,2) | W_P50 | W_P50 | SL_12 | 1 | redz_corridors_eia | copt | LC | existing+tdp | BASE_COALFLEX | DELAYED_ESKOM_2035 | TRUE | FALSE | 60% | 150% | BASE_PMR1b | FS_2045 | BASE | BASE | BASE | BASE_PMR1b | 9.2% | BASE_PMR1b | FS_2045 | MOD_CNST | MTSAO_BQ | MOD_CNST | UNC | DIESEL_LNG | NO_MIN_GAS | NO_MIN_GAS | BASE | BASE | EAF_60 | none | LOW_PMR1b | IRP24_LOW | RES_MRGN_10 | BASE3
185 | S185 | 0 |  | pklein-DESKTOP | copt | copt | TRUE | TRUE | 0 | FALSE | none |  | TRUE | [2025, 2029]+list(range(2030,2051,5)) | range(2030,2051,2) | W_P50 | W_P50 | SL_12 | 1 | redz_corridors_eia | copt | LC | existing+tdp | BASE_COALFLEX | DELAYED_ESKOM_2035 | TRUE | FALSE | 60% | 100% | BASE_PMR1b | FS_2045 | BASE | BASE | BASE | BASE_PMR1b | 9.2% | BASE_PMR1b | FS_2045 | MOD_CNST | MTSAO_BQ | MOD_CNST | UNC | DIESEL_LNG | NO_MIN_GAS | NO_MIN_GAS | BASE | BASE | EAF_60 | none | LOW_PMR1b | IRP24_LOW | RES_MRGN_10 | BASE3
186 | S186 | 0 |  | pklein-DESKTOP | copt | copt | TRUE | TRUE | 0 | FALSE | none |  | TRUE | [2025, 2029]+list(range(2030,2051,5)) | range(2030,2051,2) | W_P50 | W_P50 | SL_12 | 1 | redz_corridors_eia | copt | LC | existing+tdp | BASE_COALFLEX | DELAYED_ESKOM_2035 | TRUE | FALSE | 60% | 50% | BASE_PMR1b | FS_2045 | BASE | BASE | BASE | BASE_PMR1b | 9.2% | BASE_PMR1b | FS_2045 | MOD_CNST | MTSAO_BQ | MOD_CNST | UNC | DIESEL_LNG | NO_MIN_GAS | NO_MIN_GAS | BASE | BASE | EAF_60 | none | LOW_PMR1b | IRP24_LOW | RES_MRGN_10 | BASE3
187 | S187 | 0 |  | pklein-DESKTOP | copt | copt | TRUE | TRUE | 0 | FALSE | none |  | TRUE | [2025, 2029]+list(range(2030,2051,5)) | range(2030,2051,2) | W_P50 | W_P50 | SL_12 | 1 | redz_corridors_eia | copt | LC | existing+tdp | BASE_COALFLEX | DELAYED_ESKOM_2035 | TRUE | FALSE | 50% | 150% | BASE_PMR1b | FS_2045 | BASE | BASE | BASE | BASE_PMR1b | 9.2% | BASE_PMR1b | FS_2045 | MOD_CNST | MTSAO_BQ | MOD_CNST | UNC | DIESEL_LNG | NO_MIN_GAS | NO_MIN_GAS | BASE | BASE | EAF_60 | none | LOW_PMR1b | IRP24_LOW | RES_MRGN_10 | BASE3
188 | S188 | 0 |  | pklein-DESKTOP | copt | copt | TRUE | TRUE | 0 | FALSE | none |  | TRUE | [2025, 2029]+list(range(2030,2051,5)) | range(2030,2051,2) | W_P50 | W_P50 | SL_12 | 1 | redz_corridors_eia | copt | LC | existing+tdp | BASE_COALFLEX | DELAYED_ESKOM_2035 | TRUE | FALSE | 50% | 100% | BASE_PMR1b | FS_2045 | BASE | BASE | BASE | BASE_PMR1b | 9.2% | BASE_PMR1b | FS_2045 | MOD_CNST | MTSAO_BQ | MOD_CNST | UNC | DIESEL_LNG | NO_MIN_GAS | NO_MIN_GAS | BASE | BASE | EAF_60 | none | LOW_PMR1b | IRP24_LOW | RES_MRGN_10 | BASE3
189 | S189 | 0 |  | pklein-DESKTOP | copt | copt | TRUE | TRUE | 0 | FALSE | none |  | TRUE | [2025, 2029]+list(range(2030,2051,5)) | range(2030,2051,2) | W_P50 | W_P50 | SL_12 | 1 | redz_corridors_eia | copt | LC | existing+tdp | BASE_COALFLEX | DELAYED_ESKOM_2035 | TRUE | FALSE | 50% | 50% | BASE_PMR1b | FS_2045 | BASE | BASE | BASE | BASE_PMR1b | 9.2% | BASE_PMR1b | FS_2045 | MOD_CNST | MTSAO_BQ | MOD_CNST | UNC | DIESEL_LNG | NO_MIN_GAS | NO_MIN_GAS | BASE | BASE | EAF_60 | none | LOW_PMR1b | IRP24_LOW | RES_MRGN_10 | BASE3
190 | S190 | 0 |  | pklein-DESKTOP | copt | copt | TRUE | TRUE | 0 | FALSE | none |  | TRUE | [2025, 2029]+list(range(2030,2051,5)) | range(2030,2051,2) | W_P50 | W_P50 | SL_12 | 1 | redz_corridors_eia | copt | LC | existing+tdp | BASE_COALFLEX | DELAYED_ESKOM_2035 | TRUE | FALSE | 40% | 150% | BASE_PMR1b | FS_2045 | BASE | BASE | BASE | BASE_PMR1b | 9.2% | BASE_PMR1b | FS_2045 | MOD_CNST | MTSAO_BQ | MOD_CNST | UNC | DIESEL_LNG | NO_MIN_GAS | NO_MIN_GAS | BASE | BASE | EAF_60 | none | LOW_PMR1b | IRP24_LOW | RES_MRGN_10 | BASE3
191 | S191 | 0 |  | pklein-DESKTOP | copt | copt | TRUE | TRUE | 0 | FALSE | none |  | TRUE | [2025, 2029]+list(range(2030,2051,5)) | range(2030,2051,2) | W_P50 | W_P50 | SL_12 | 1 | redz_corridors_eia | copt | LC | existing+tdp | BASE_COALFLEX | DELAYED_ESKOM_2035 | TRUE | FALSE | 40% | 100% | BASE_PMR1b | FS_2045 | BASE | BASE | BASE | BASE_PMR1b | 9.2% | BASE_PMR1b | FS_2045 | MOD_CNST | MTSAO_BQ | MOD_CNST | UNC | DIESEL_LNG | NO_MIN_GAS | NO_MIN_GAS | BASE | BASE | EAF_60 | none | LOW_PMR1b | IRP24_LOW | RES_MRGN_10 | BASE3
192 | S192 | 0 |  | pklein-DESKTOP | copt | copt | TRUE | TRUE | 0 | FALSE | none |  | TRUE | [2025, 2029]+list(range(2030,2051,5)) | range(2030,2051,2) | W_P50 | W_P50 | SL_12 | 1 | redz_corridors_eia | copt | LC | existing+tdp | BASE_COALFLEX | DELAYED_ESKOM_2035 | TRUE | FALSE | 40% | 50% | BASE_PMR1b | FS_2045 | BASE | BASE | BASE | BASE_PMR1b | 9.2% | BASE_PMR1b | FS_2045 | MOD_CNST | MTSAO_BQ | MOD_CNST | UNC | DIESEL_LNG | NO_MIN_GAS | NO_MIN_GAS | BASE | BASE | EAF_60 | none | LOW_PMR1b | IRP24_LOW | RES_MRGN_10 | BASE3
193 | S193 | 0 |  | pklein-DESKTOP2 | copt | copt | TRUE | TRUE | 0 | FALSE | none |  | TRUE | [2025, 2029]+list(range(2030,2051,5)) | range(2030,2051,2) | W_P50 | W_P50 | SL_0 | 1 | redz_corridors_eia | copt | LC | existing+tdp | BASE_COALFLEX | DELAYED_ESKOM_2035 | TRUE | TRUE | 70% | 150% | BASE_PMR1b | FS_2045 | BASE | BASE | BASE | LOW_PMR1b | 9.2% | BASE_PMR1b | FS_2045 | MOD_CNST | MTSAO_BQ | MOD_CNST | UNC | DIESEL_LNG | NO_MIN_GAS | NO_MIN_GAS | BASE | BASE | EAF_60 | none | LOW_PMR1b | IRP24_LOW | RES_MRGN_10 | BASE3
194 | S194 | 0 |  | pklein-DESKTOP2 | copt | copt | TRUE | TRUE | 0 | FALSE | none |  | TRUE | [2025, 2029]+list(range(2030,2051,5)) | range(2030,2051,2) | W_P50 | W_P50 | SL_0 | 1 | redz_corridors_eia | copt | LC | existing+tdp | BASE_COALFLEX | DELAYED_ESKOM_2035 | TRUE | TRUE | 70% | 100% | BASE_PMR1b | FS_2045 | BASE | BASE | BASE | LOW_PMR1b | 9.2% | BASE_PMR1b | FS_2045 | MOD_CNST | MTSAO_BQ | MOD_CNST | UNC | DIESEL_LNG | NO_MIN_GAS | NO_MIN_GAS | BASE | BASE | EAF_60 | none | LOW_PMR1b | IRP24_LOW | RES_MRGN_10 | BASE3
195 | S195 | 0 |  | pklein-DESKTOP2 | copt | copt | TRUE | TRUE | 0 | FALSE | none |  | TRUE | [2025, 2029]+list(range(2030,2051,5)) | range(2030,2051,2) | W_P50 | W_P50 | SL_0 | 1 | redz_corridors_eia | copt | LC | existing+tdp | BASE_COALFLEX | DELAYED_ESKOM_2035 | TRUE | TRUE | 70% | 50% | BASE_PMR1b | FS_2045 | BASE | BASE | BASE | LOW_PMR1b | 9.2% | BASE_PMR1b | FS_2045 | MOD_CNST | MTSAO_BQ | MOD_CNST | UNC | DIESEL_LNG | NO_MIN_GAS | NO_MIN_GAS | BASE | BASE | EAF_60 | none | LOW_PMR1b | IRP24_LOW | RES_MRGN_10 | BASE3
196 | S196 | 0 |  | pklein-DESKTOP2 | copt | copt | TRUE | TRUE | 0 | FALSE | none |  | TRUE | [2025, 2029]+list(range(2030,2051,5)) | range(2030,2051,2) | W_P50 | W_P50 | SL_0 | 1 | redz_corridors_eia | copt | LC | existing+tdp | BASE_COALFLEX | DELAYED_ESKOM_2035 | TRUE | TRUE | 60% | 150% | BASE_PMR1b | FS_2045 | BASE | BASE | BASE | LOW_PMR1b | 9.2% | BASE_PMR1b | FS_2045 | MOD_CNST | MTSAO_BQ | MOD_CNST | UNC | DIESEL_LNG | NO_MIN_GAS | NO_MIN_GAS | BASE | BASE | EAF_60 | none | LOW_PMR1b | IRP24_LOW | RES_MRGN_10 | BASE3
197 | S197 | 0 |  | pklein-DESKTOP2 | copt | copt | TRUE | TRUE | 0 | FALSE | none |  | TRUE | [2025, 2029]+list(range(2030,2051,5)) | range(2030,2051,2) | W_P50 | W_P50 | SL_0 | 1 | redz_corridors_eia | copt | LC | existing+tdp | BASE_COALFLEX | DELAYED_ESKOM_2035 | TRUE | TRUE | 60% | 100% | BASE_PMR1b | FS_2045 | BASE | BASE | BASE | LOW_PMR1b | 9.2% | BASE_PMR1b | FS_2045 | MOD_CNST | MTSAO_BQ | MOD_CNST | UNC | DIESEL_LNG | NO_MIN_GAS | NO_MIN_GAS | BASE | BASE | EAF_60 | none | LOW_PMR1b | IRP24_LOW | RES_MRGN_10 | BASE3
198 | S198 | 0 |  | pklein-DESKTOP2 | copt | copt | TRUE | TRUE | 0 | FALSE | none |  | TRUE | [2025, 2029]+list(range(2030,2051,5)) | range(2030,2051,2) | W_P50 | W_P50 | SL_0 | 1 | redz_corridors_eia | copt | LC | existing+tdp | BASE_COALFLEX | DELAYED_ESKOM_2035 | TRUE | TRUE | 60% | 50% | BASE_PMR1b | FS_2045 | BASE | BASE | BASE | LOW_PMR1b | 9.2% | BASE_PMR1b | FS_2045 | MOD_CNST | MTSAO_BQ | MOD_CNST | UNC | DIESEL_LNG | NO_MIN_GAS | NO_MIN_GAS | BASE | BASE | EAF_60 | none | LOW_PMR1b | IRP24_LOW | RES_MRGN_10 | BASE3
199 | S199 | 0 |  | pklein-DESKTOP2 | copt | copt | TRUE | TRUE | 0 | FALSE | none |  | TRUE | [2025, 2029]+list(range(2030,2051,5)) | range(2030,2051,2) | W_P50 | W_P50 | SL_0 | 1 | redz_corridors_eia | copt | LC | existing+tdp | BASE_COALFLEX | DELAYED_ESKOM_2035 | TRUE | TRUE | 50% | 150% | BASE_PMR1b | FS_2045 | BASE | BASE | BASE | LOW_PMR1b | 9.2% | BASE_PMR1b | FS_2045 | MOD_CNST | MTSAO_BQ | MOD_CNST | UNC | DIESEL_LNG | NO_MIN_GAS | NO_MIN_GAS | BASE | BASE | EAF_60 | none | LOW_PMR1b | IRP24_LOW | RES_MRGN_10 | BASE3
200 | S200 | 0 |  | pklein-DESKTOP2 | copt | copt | TRUE | TRUE | 0 | FALSE | none |  | TRUE | [2025, 2029]+list(range(2030,2051,5)) | range(2030,2051,2) | W_P50 | W_P50 | SL_0 | 1 | redz_corridors_eia | copt | LC | existing+tdp | BASE_COALFLEX | DELAYED_ESKOM_2035 | TRUE | TRUE | 50% | 100% | BASE_PMR1b | FS_2045 | BASE | BASE | BASE | LOW_PMR1b | 9.2% | BASE_PMR1b | FS_2045 | MOD_CNST | MTSAO_BQ | MOD_CNST | UNC | DIESEL_LNG | NO_MIN_GAS | NO_MIN_GAS | BASE | BASE | EAF_60 | none | LOW_PMR1b | IRP24_LOW | RES_MRGN_10 | BASE3
201 | S201 | 0 |  | pklein-DESKTOP2 | copt | copt | TRUE | TRUE | 0 | FALSE | none |  | TRUE | [2025, 2029]+list(range(2030,2051,5)) | range(2030,2051,2) | W_P50 | W_P50 | SL_0 | 1 | redz_corridors_eia | copt | LC | existing+tdp | BASE_COALFLEX | DELAYED_ESKOM_2035 | TRUE | TRUE | 50% | 50% | BASE_PMR1b | FS_2045 | BASE | BASE | BASE | LOW_PMR1b | 9.2% | BASE_PMR1b | FS_2045 | MOD_CNST | MTSAO_BQ | MOD_CNST | UNC | DIESEL_LNG | NO_MIN_GAS | NO_MIN_GAS | BASE | BASE | EAF_60 | none | LOW_PMR1b | IRP24_LOW | RES_MRGN_10 | BASE3
202 | S202 | 0 |  | pklein-DESKTOP2 | copt | copt | TRUE | TRUE | 0 | FALSE | none |  | TRUE | [2025, 2029]+list(range(2030,2051,5)) | range(2030,2051,2) | W_P50 | W_P50 | SL_0 | 1 | redz_corridors_eia | copt | LC | existing+tdp | BASE_COALFLEX | DELAYED_ESKOM_2035 | TRUE | TRUE | 40% | 150% | BASE_PMR1b | FS_2045 | BASE | BASE | BASE | LOW_PMR1b | 9.2% | BASE_PMR1b | FS_2045 | MOD_CNST | MTSAO_BQ | MOD_CNST | UNC | DIESEL_LNG | NO_MIN_GAS | NO_MIN_GAS | BASE | BASE | EAF_60 | none | LOW_PMR1b | IRP24_LOW | RES_MRGN_10 | BASE3
203 | S203 | 0 |  | pklein-DESKTOP2 | copt | copt | TRUE | TRUE | 0 | FALSE | none |  | TRUE | [2025, 2029]+list(range(2030,2051,5)) | range(2030,2051,2) | W_P50 | W_P50 | SL_0 | 1 | redz_corridors_eia | copt | LC | existing+tdp | BASE_COALFLEX | DELAYED_ESKOM_2035 | TRUE | TRUE | 40% | 100% | BASE_PMR1b | FS_2045 | BASE | BASE | BASE | LOW_PMR1b | 9.2% | BASE_PMR1b | FS_2045 | MOD_CNST | MTSAO_BQ | MOD_CNST | UNC | DIESEL_LNG | NO_MIN_GAS | NO_MIN_GAS | BASE | BASE | EAF_60 | none | LOW_PMR1b | IRP24_LOW | RES_MRGN_10 | BASE3
204 | S204 | 0 |  | pklein-DESKTOP2 | copt | copt | TRUE | TRUE | 0 | FALSE | none |  | TRUE | [2025, 2029]+list(range(2030,2051,5)) | range(2030,2051,2) | W_P50 | W_P50 | SL_0 | 1 | redz_corridors_eia | copt | LC | existing+tdp | BASE_COALFLEX | DELAYED_ESKOM_2035 | TRUE | TRUE | 40% | 50% | BASE_PMR1b | FS_2045 | BASE | BASE | BASE | LOW_PMR1b | 9.2% | BASE_PMR1b | FS_2045 | MOD_CNST | MTSAO_BQ | MOD_CNST | UNC | DIESEL_LNG | NO_MIN_GAS | NO_MIN_GAS | BASE | BASE | EAF_60 | none | LOW_PMR1b | IRP24_LOW | RES_MRGN_10 | BASE3
205 | S205 | 0 |  | pklein-DESKTOP2 | copt | copt | TRUE | TRUE | 0 | FALSE | none |  | TRUE | [2025, 2029]+list(range(2030,2051,5)) | range(2030,2051,2) | W_P50 | W_P50 | SL_1 | 1 | redz_corridors_eia | copt | LC | existing+tdp | BASE_COALFLEX | DELAYED_ESKOM_2035 | TRUE | TRUE | 70% | 150% | BASE_PMR1b | FS_2045 | BASE | BASE | BASE | LOW_PMR1b | 9.2% | BASE_PMR1b | FS_2045 | MOD_CNST | MTSAO_BQ | MOD_CNST | UNC | DIESEL_LNG | NO_MIN_GAS | NO_MIN_GAS | BASE | BASE | EAF_60 | none | LOW_PMR1b | IRP24_LOW | RES_MRGN_10 | BASE3
206 | S206 | 0 |  | pklein-DESKTOP2 | copt | copt | TRUE | TRUE | 0 | FALSE | none |  | TRUE | [2025, 2029]+list(range(2030,2051,5)) | range(2030,2051,2) | W_P50 | W_P50 | SL_1 | 1 | redz_corridors_eia | copt | LC | existing+tdp | BASE_COALFLEX | DELAYED_ESKOM_2035 | TRUE | TRUE | 70% | 100% | BASE_PMR1b | FS_2045 | BASE | BASE | BASE | LOW_PMR1b | 9.2% | BASE_PMR1b | FS_2045 | MOD_CNST | MTSAO_BQ | MOD_CNST | UNC | DIESEL_LNG | NO_MIN_GAS | NO_MIN_GAS | BASE | BASE | EAF_60 | none | LOW_PMR1b | IRP24_LOW | RES_MRGN_10 | BASE3
207 | S207 | 0 |  | pklein-DESKTOP2 | copt | copt | TRUE | TRUE | 0 | FALSE | none |  | TRUE | [2025, 2029]+list(range(2030,2051,5)) | range(2030,2051,2) | W_P50 | W_P50 | SL_1 | 1 | redz_corridors_eia | copt | LC | existing+tdp | BASE_COALFLEX | DELAYED_ESKOM_2035 | TRUE | TRUE | 70% | 50% | BASE_PMR1b | FS_2045 | BASE | BASE | BASE | LOW_PMR1b | 9.2% | BASE_PMR1b | FS_2045 | MOD_CNST | MTSAO_BQ | MOD_CNST | UNC | DIESEL_LNG | NO_MIN_GAS | NO_MIN_GAS | BASE | BASE | EAF_60 | none | LOW_PMR1b | IRP24_LOW | RES_MRGN_10 | BASE3
208 | S208 | 0 |  | pklein-DESKTOP2 | copt | copt | TRUE | TRUE | 0 | FALSE | none |  | TRUE | [2025, 2029]+list(range(2030,2051,5)) | range(2030,2051,2) | W_P50 | W_P50 | SL_1 | 1 | redz_corridors_eia | copt | LC | existing+tdp | BASE_COALFLEX | DELAYED_ESKOM_2035 | TRUE | TRUE | 60% | 150% | BASE_PMR1b | FS_2045 | BASE | BASE | BASE | LOW_PMR1b | 9.2% | BASE_PMR1b | FS_2045 | MOD_CNST | MTSAO_BQ | MOD_CNST | UNC | DIESEL_LNG | NO_MIN_GAS | NO_MIN_GAS | BASE | BASE | EAF_60 | none | LOW_PMR1b | IRP24_LOW | RES_MRGN_10 | BASE3
209 | S209 | 0 |  | pklein-DESKTOP2 | copt | copt | TRUE | TRUE | 0 | FALSE | none |  | TRUE | [2025, 2029]+list(range(2030,2051,5)) | range(2030,2051,2) | W_P50 | W_P50 | SL_1 | 1 | redz_corridors_eia | copt | LC | existing+tdp | BASE_COALFLEX | DELAYED_ESKOM_2035 | TRUE | TRUE | 60% | 100% | BASE_PMR1b | FS_2045 | BASE | BASE | BASE | LOW_PMR1b | 9.2% | BASE_PMR1b | FS_2045 | MOD_CNST | MTSAO_BQ | MOD_CNST | UNC | DIESEL_LNG | NO_MIN_GAS | NO_MIN_GAS | BASE | BASE | EAF_60 | none | LOW_PMR1b | IRP24_LOW | RES_MRGN_10 | BASE3
210 | S210 | 0 |  | pklein-DESKTOP2 | copt | copt | TRUE | TRUE | 0 | FALSE | none |  | TRUE | [2025, 2029]+list(range(2030,2051,5)) | range(2030,2051,2) | W_P50 | W_P50 | SL_1 | 1 | redz_corridors_eia | copt | LC | existing+tdp | BASE_COALFLEX | DELAYED_ESKOM_2035 | TRUE | TRUE | 60% | 50% | BASE_PMR1b | FS_2045 | BASE | BASE | BASE | LOW_PMR1b | 9.2% | BASE_PMR1b | FS_2045 | MOD_CNST | MTSAO_BQ | MOD_CNST | UNC | DIESEL_LNG | NO_MIN_GAS | NO_MIN_GAS | BASE | BASE | EAF_60 | none | LOW_PMR1b | IRP24_LOW | RES_MRGN_10 | BASE3
211 | S211 | 0 |  | pklein-DESKTOP2 | copt | copt | TRUE | TRUE | 0 | FALSE | none |  | TRUE | [2025, 2029]+list(range(2030,2051,5)) | range(2030,2051,2) | W_P50 | W_P50 | SL_1 | 1 | redz_corridors_eia | copt | LC | existing+tdp | BASE_COALFLEX | DELAYED_ESKOM_2035 | TRUE | TRUE | 50% | 150% | BASE_PMR1b | FS_2045 | BASE | BASE | BASE | LOW_PMR1b | 9.2% | BASE_PMR1b | FS_2045 | MOD_CNST | MTSAO_BQ | MOD_CNST | UNC | DIESEL_LNG | NO_MIN_GAS | NO_MIN_GAS | BASE | BASE | EAF_60 | none | LOW_PMR1b | IRP24_LOW | RES_MRGN_10 | BASE3
212 | S212 | 0 |  | pklein-DESKTOP2 | copt | copt | TRUE | TRUE | 0 | FALSE | none |  | TRUE | [2025, 2029]+list(range(2030,2051,5)) | range(2030,2051,2) | W_P50 | W_P50 | SL_1 | 1 | redz_corridors_eia | copt | LC | existing+tdp | BASE_COALFLEX | DELAYED_ESKOM_2035 | TRUE | TRUE | 50% | 100% | BASE_PMR1b | FS_2045 | BASE | BASE | BASE | LOW_PMR1b | 9.2% | BASE_PMR1b | FS_2045 | MOD_CNST | MTSAO_BQ | MOD_CNST | UNC | DIESEL_LNG | NO_MIN_GAS | NO_MIN_GAS | BASE | BASE | EAF_60 | none | LOW_PMR1b | IRP24_LOW | RES_MRGN_10 | BASE3
213 | S213 | 0 |  | pklein-DESKTOP2 | copt | copt | TRUE | TRUE | 0 | FALSE | none |  | TRUE | [2025, 2029]+list(range(2030,2051,5)) | range(2030,2051,2) | W_P50 | W_P50 | SL_1 | 1 | redz_corridors_eia | copt | LC | existing+tdp | BASE_COALFLEX | DELAYED_ESKOM_2035 | TRUE | TRUE | 50% | 50% | BASE_PMR1b | FS_2045 | BASE | BASE | BASE | LOW_PMR1b | 9.2% | BASE_PMR1b | FS_2045 | MOD_CNST | MTSAO_BQ | MOD_CNST | UNC | DIESEL_LNG | NO_MIN_GAS | NO_MIN_GAS | BASE | BASE | EAF_60 | none | LOW_PMR1b | IRP24_LOW | RES_MRGN_10 | BASE3
214 | S214 | 0 |  | pklein-DESKTOP2 | copt | copt | TRUE | TRUE | 0 | FALSE | none |  | TRUE | [2025, 2029]+list(range(2030,2051,5)) | range(2030,2051,2) | W_P50 | W_P50 | SL_1 | 1 | redz_corridors_eia | copt | LC | existing+tdp | BASE_COALFLEX | DELAYED_ESKOM_2035 | TRUE | TRUE | 40% | 150% | BASE_PMR1b | FS_2045 | BASE | BASE | BASE | LOW_PMR1b | 9.2% | BASE_PMR1b | FS_2045 | MOD_CNST | MTSAO_BQ | MOD_CNST | UNC | DIESEL_LNG | NO_MIN_GAS | NO_MIN_GAS | BASE | BASE | EAF_60 | none | LOW_PMR1b | IRP24_LOW | RES_MRGN_10 | BASE3
215 | S215 | 0 |  | pklein-DESKTOP2 | copt | copt | TRUE | TRUE | 0 | FALSE | none |  | TRUE | [2025, 2029]+list(range(2030,2051,5)) | range(2030,2051,2) | W_P50 | W_P50 | SL_1 | 1 | redz_corridors_eia | copt | LC | existing+tdp | BASE_COALFLEX | DELAYED_ESKOM_2035 | TRUE | TRUE | 40% | 100% | BASE_PMR1b | FS_2045 | BASE | BASE | BASE | LOW_PMR1b | 9.2% | BASE_PMR1b | FS_2045 | MOD_CNST | MTSAO_BQ | MOD_CNST | UNC | DIESEL_LNG | NO_MIN_GAS | NO_MIN_GAS | BASE | BASE | EAF_60 | none | LOW_PMR1b | IRP24_LOW | RES_MRGN_10 | BASE3
216 | S216 | 0 |  | pklein-DESKTOP2 | copt | copt | TRUE | TRUE | 0 | FALSE | none |  | TRUE | [2025, 2029]+list(range(2030,2051,5)) | range(2030,2051,2) | W_P50 | W_P50 | SL_1 | 1 | redz_corridors_eia | copt | LC | existing+tdp | BASE_COALFLEX | DELAYED_ESKOM_2035 | TRUE | TRUE | 40% | 50% | BASE_PMR1b | FS_2045 | BASE | BASE | BASE | LOW_PMR1b | 9.2% | BASE_PMR1b | FS_2045 | MOD_CNST | MTSAO_BQ | MOD_CNST | UNC | DIESEL_LNG | NO_MIN_GAS | NO_MIN_GAS | BASE | BASE | EAF_60 | none | LOW_PMR1b | IRP24_LOW | RES_MRGN_10 | BASE3
217 | S217 | 0 |  | pklein-DESKTOP2 | copt | copt | TRUE | TRUE | 0 | FALSE | none |  | TRUE | [2025, 2029]+list(range(2030,2051,5)) | range(2030,2051,2) | W_P50 | W_P50 | SL_6 | 1 | redz_corridors_eia | copt | LC | existing+tdp | BASE_COALFLEX | DELAYED_ESKOM_2035 | TRUE | TRUE | 70% | 150% | BASE_PMR1b | FS_2045 | BASE | BASE | BASE | LOW_PMR1b | 9.2% | BASE_PMR1b | FS_2045 | MOD_CNST | MTSAO_BQ | MOD_CNST | UNC | DIESEL_LNG | NO_MIN_GAS | NO_MIN_GAS | BASE | BASE | EAF_60 | none | LOW_PMR1b | IRP24_LOW | RES_MRGN_10 | BASE3
218 | S218 | 0 |  | pklein-DESKTOP2 | copt | copt | TRUE | TRUE | 0 | FALSE | none |  | TRUE | [2025, 2029]+list(range(2030,2051,5)) | range(2030,2051,2) | W_P50 | W_P50 | SL_6 | 1 | redz_corridors_eia | copt | LC | existing+tdp | BASE_COALFLEX | DELAYED_ESKOM_2035 | TRUE | TRUE | 70% | 100% | BASE_PMR1b | FS_2045 | BASE | BASE | BASE | LOW_PMR1b | 9.2% | BASE_PMR1b | FS_2045 | MOD_CNST | MTSAO_BQ | MOD_CNST | UNC | DIESEL_LNG | NO_MIN_GAS | NO_MIN_GAS | BASE | BASE | EAF_60 | none | LOW_PMR1b | IRP24_LOW | RES_MRGN_10 | BASE3
219 | S219 | 0 |  | pklein-DESKTOP2 | copt | copt | TRUE | TRUE | 0 | FALSE | none |  | TRUE | [2025, 2029]+list(range(2030,2051,5)) | range(2030,2051,2) | W_P50 | W_P50 | SL_6 | 1 | redz_corridors_eia | copt | LC | existing+tdp | BASE_COALFLEX | DELAYED_ESKOM_2035 | TRUE | TRUE | 70% | 50% | BASE_PMR1b | FS_2045 | BASE | BASE | BASE | LOW_PMR1b | 9.2% | BASE_PMR1b | FS_2045 | MOD_CNST | MTSAO_BQ | MOD_CNST | UNC | DIESEL_LNG | NO_MIN_GAS | NO_MIN_GAS | BASE | BASE | EAF_60 | none | LOW_PMR1b | IRP24_LOW | RES_MRGN_10 | BASE3
220 | S220 | 0 |  | pklein-DESKTOP2 | copt | copt | TRUE | TRUE | 0 | FALSE | none |  | TRUE | [2025, 2029]+list(range(2030,2051,5)) | range(2030,2051,2) | W_P50 | W_P50 | SL_6 | 1 | redz_corridors_eia | copt | LC | existing+tdp | BASE_COALFLEX | DELAYED_ESKOM_2035 | TRUE | TRUE | 60% | 150% | BASE_PMR1b | FS_2045 | BASE | BASE | BASE | LOW_PMR1b | 9.2% | BASE_PMR1b | FS_2045 | MOD_CNST | MTSAO_BQ | MOD_CNST | UNC | DIESEL_LNG | NO_MIN_GAS | NO_MIN_GAS | BASE | BASE | EAF_60 | none | LOW_PMR1b | IRP24_LOW | RES_MRGN_10 | BASE3
221 | S221 | 0 |  | pklein-DESKTOP2 | copt | copt | TRUE | TRUE | 0 | FALSE | none |  | TRUE | [2025, 2029]+list(range(2030,2051,5)) | range(2030,2051,2) | W_P50 | W_P50 | SL_6 | 1 | redz_corridors_eia | copt | LC | existing+tdp | BASE_COALFLEX | DELAYED_ESKOM_2035 | TRUE | TRUE | 60% | 100% | BASE_PMR1b | FS_2045 | BASE | BASE | BASE | LOW_PMR1b | 9.2% | BASE_PMR1b | FS_2045 | MOD_CNST | MTSAO_BQ | MOD_CNST | UNC | DIESEL_LNG | NO_MIN_GAS | NO_MIN_GAS | BASE | BASE | EAF_60 | none | LOW_PMR1b | IRP24_LOW | RES_MRGN_10 | BASE3
222 | S222 | 0 |  | pklein-DESKTOP2 | copt | copt | TRUE | TRUE | 0 | FALSE | none |  | TRUE | [2025, 2029]+list(range(2030,2051,5)) | range(2030,2051,2) | W_P50 | W_P50 | SL_6 | 1 | redz_corridors_eia | copt | LC | existing+tdp | BASE_COALFLEX | DELAYED_ESKOM_2035 | TRUE | TRUE | 60% | 50% | BASE_PMR1b | FS_2045 | BASE | BASE | BASE | LOW_PMR1b | 9.2% | BASE_PMR1b | FS_2045 | MOD_CNST | MTSAO_BQ | MOD_CNST | UNC | DIESEL_LNG | NO_MIN_GAS | NO_MIN_GAS | BASE | BASE | EAF_60 | none | LOW_PMR1b | IRP24_LOW | RES_MRGN_10 | BASE3
223 | S223 | 0 |  | pklein-DESKTOP2 | copt | copt | TRUE | TRUE | 0 | FALSE | none |  | TRUE | [2025, 2029]+list(range(2030,2051,5)) | range(2030,2051,2) | W_P50 | W_P50 | SL_6 | 1 | redz_corridors_eia | copt | LC | existing+tdp | BASE_COALFLEX | DELAYED_ESKOM_2035 | TRUE | TRUE | 50% | 150% | BASE_PMR1b | FS_2045 | BASE | BASE | BASE | LOW_PMR1b | 9.2% | BASE_PMR1b | FS_2045 | MOD_CNST | MTSAO_BQ | MOD_CNST | UNC | DIESEL_LNG | NO_MIN_GAS | NO_MIN_GAS | BASE | BASE | EAF_60 | none | LOW_PMR1b | IRP24_LOW | RES_MRGN_10 | BASE3
224 | S224 | 0 |  | pklein-DESKTOP2 | copt | copt | TRUE | TRUE | 0 | FALSE | none |  | TRUE | [2025, 2029]+list(range(2030,2051,5)) | range(2030,2051,2) | W_P50 | W_P50 | SL_6 | 1 | redz_corridors_eia | copt | LC | existing+tdp | BASE_COALFLEX | DELAYED_ESKOM_2035 | TRUE | TRUE | 50% | 100% | BASE_PMR1b | FS_2045 | BASE | BASE | BASE | LOW_PMR1b | 9.2% | BASE_PMR1b | FS_2045 | MOD_CNST | MTSAO_BQ | MOD_CNST | UNC | DIESEL_LNG | NO_MIN_GAS | NO_MIN_GAS | BASE | BASE | EAF_60 | none | LOW_PMR1b | IRP24_LOW | RES_MRGN_10 | BASE3
225 | S225 | 0 |  | pklein-DESKTOP2 | copt | copt | TRUE | TRUE | 0 | FALSE | none |  | TRUE | [2025, 2029]+list(range(2030,2051,5)) | range(2030,2051,2) | W_P50 | W_P50 | SL_6 | 1 | redz_corridors_eia | copt | LC | existing+tdp | BASE_COALFLEX | DELAYED_ESKOM_2035 | TRUE | TRUE | 50% | 50% | BASE_PMR1b | FS_2045 | BASE | BASE | BASE | LOW_PMR1b | 9.2% | BASE_PMR1b | FS_2045 | MOD_CNST | MTSAO_BQ | MOD_CNST | UNC | DIESEL_LNG | NO_MIN_GAS | NO_MIN_GAS | BASE | BASE | EAF_60 | none | LOW_PMR1b | IRP24_LOW | RES_MRGN_10 | BASE3
226 | S226 | 0 |  | pklein-DESKTOP2 | copt | copt | TRUE | TRUE | 0 | FALSE | none |  | TRUE | [2025, 2029]+list(range(2030,2051,5)) | range(2030,2051,2) | W_P50 | W_P50 | SL_6 | 1 | redz_corridors_eia | copt | LC | existing+tdp | BASE_COALFLEX | DELAYED_ESKOM_2035 | TRUE | TRUE | 40% | 150% | BASE_PMR1b | FS_2045 | BASE | BASE | BASE | LOW_PMR1b | 9.2% | BASE_PMR1b | FS_2045 | MOD_CNST | MTSAO_BQ | MOD_CNST | UNC | DIESEL_LNG | NO_MIN_GAS | NO_MIN_GAS | BASE | BASE | EAF_60 | none | LOW_PMR1b | IRP24_LOW | RES_MRGN_10 | BASE3
227 | S227 | 0 |  | pklein-DESKTOP2 | copt | copt | TRUE | TRUE | 0 | FALSE | none |  | TRUE | [2025, 2029]+list(range(2030,2051,5)) | range(2030,2051,2) | W_P50 | W_P50 | SL_6 | 1 | redz_corridors_eia | copt | LC | existing+tdp | BASE_COALFLEX | DELAYED_ESKOM_2035 | TRUE | TRUE | 40% | 100% | BASE_PMR1b | FS_2045 | BASE | BASE | BASE | LOW_PMR1b | 9.2% | BASE_PMR1b | FS_2045 | MOD_CNST | MTSAO_BQ | MOD_CNST | UNC | DIESEL_LNG | NO_MIN_GAS | NO_MIN_GAS | BASE | BASE | EAF_60 | none | LOW_PMR1b | IRP24_LOW | RES_MRGN_10 | BASE3
228 | S228 | 0 |  | pklein-DESKTOP2 | copt | copt | TRUE | TRUE | 0 | FALSE | none |  | TRUE | [2025, 2029]+list(range(2030,2051,5)) | range(2030,2051,2) | W_P50 | W_P50 | SL_6 | 1 | redz_corridors_eia | copt | LC | existing+tdp | BASE_COALFLEX | DELAYED_ESKOM_2035 | TRUE | TRUE | 40% | 50% | BASE_PMR1b | FS_2045 | BASE | BASE | BASE | LOW_PMR1b | 9.2% | BASE_PMR1b | FS_2045 | MOD_CNST | MTSAO_BQ | MOD_CNST | UNC | DIESEL_LNG | NO_MIN_GAS | NO_MIN_GAS | BASE | BASE | EAF_60 | none | LOW_PMR1b | IRP24_LOW | RES_MRGN_10 | BASE3
229 | S229 | 0 |  | pklein-DESKTOP2 | copt | copt | TRUE | TRUE | 0 | FALSE | none |  | TRUE | [2025, 2029]+list(range(2030,2051,5)) | range(2030,2051,2) | W_P50 | W_P50 | SL_12 | 1 | redz_corridors_eia | copt | LC | existing+tdp | BASE_COALFLEX | DELAYED_ESKOM_2035 | TRUE | TRUE | 70% | 150% | BASE_PMR1b | FS_2045 | BASE | BASE | BASE | LOW_PMR1b | 9.2% | BASE_PMR1b | FS_2045 | MOD_CNST | MTSAO_BQ | MOD_CNST | UNC | DIESEL_LNG | NO_MIN_GAS | NO_MIN_GAS | BASE | BASE | EAF_60 | none | LOW_PMR1b | IRP24_LOW | RES_MRGN_10 | BASE3
230 | S230 | 0 |  | pklein-DESKTOP2 | copt | copt | TRUE | TRUE | 0 | FALSE | none |  | TRUE | [2025, 2029]+list(range(2030,2051,5)) | range(2030,2051,2) | W_P50 | W_P50 | SL_12 | 1 | redz_corridors_eia | copt | LC | existing+tdp | BASE_COALFLEX | DELAYED_ESKOM_2035 | TRUE | TRUE | 70% | 100% | BASE_PMR1b | FS_2045 | BASE | BASE | BASE | LOW_PMR1b | 9.2% | BASE_PMR1b | FS_2045 | MOD_CNST | MTSAO_BQ | MOD_CNST | UNC | DIESEL_LNG | NO_MIN_GAS | NO_MIN_GAS | BASE | BASE | EAF_60 | none | LOW_PMR1b | IRP24_LOW | RES_MRGN_10 | BASE3
231 | S231 | 0 |  | pklein-DESKTOP2 | copt | copt | TRUE | TRUE | 0 | FALSE | none |  | TRUE | [2025, 2029]+list(range(2030,2051,5)) | range(2030,2051,2) | W_P50 | W_P50 | SL_12 | 1 | redz_corridors_eia | copt | LC | existing+tdp | BASE_COALFLEX | DELAYED_ESKOM_2035 | TRUE | TRUE | 70% | 50% | BASE_PMR1b | FS_2045 | BASE | BASE | BASE | LOW_PMR1b | 9.2% | BASE_PMR1b | FS_2045 | MOD_CNST | MTSAO_BQ | MOD_CNST | UNC | DIESEL_LNG | NO_MIN_GAS | NO_MIN_GAS | BASE | BASE | EAF_60 | none | LOW_PMR1b | IRP24_LOW | RES_MRGN_10 | BASE3
232 | S232 | 0 |  | pklein-DESKTOP2 | copt | copt | TRUE | TRUE | 0 | FALSE | none |  | TRUE | [2025, 2029]+list(range(2030,2051,5)) | range(2030,2051,2) | W_P50 | W_P50 | SL_12 | 1 | redz_corridors_eia | copt | LC | existing+tdp | BASE_COALFLEX | DELAYED_ESKOM_2035 | TRUE | TRUE | 60% | 150% | BASE_PMR1b | FS_2045 | BASE | BASE | BASE | LOW_PMR1b | 9.2% | BASE_PMR1b | FS_2045 | MOD_CNST | MTSAO_BQ | MOD_CNST | UNC | DIESEL_LNG | NO_MIN_GAS | NO_MIN_GAS | BASE | BASE | EAF_60 | none | LOW_PMR1b | IRP24_LOW | RES_MRGN_10 | BASE3
233 | S233 | 0 |  | pklein-DESKTOP2 | copt | copt | TRUE | TRUE | 0 | FALSE | none |  | TRUE | [2025, 2029]+list(range(2030,2051,5)) | range(2030,2051,2) | W_P50 | W_P50 | SL_12 | 1 | redz_corridors_eia | copt | LC | existing+tdp | BASE_COALFLEX | DELAYED_ESKOM_2035 | TRUE | TRUE | 60% | 100% | BASE_PMR1b | FS_2045 | BASE | BASE | BASE | LOW_PMR1b | 9.2% | BASE_PMR1b | FS_2045 | MOD_CNST | MTSAO_BQ | MOD_CNST | UNC | DIESEL_LNG | NO_MIN_GAS | NO_MIN_GAS | BASE | BASE | EAF_60 | none | LOW_PMR1b | IRP24_LOW | RES_MRGN_10 | BASE3
234 | S234 | 0 |  | pklein-DESKTOP2 | copt | copt | TRUE | TRUE | 0 | FALSE | none |  | TRUE | [2025, 2029]+list(range(2030,2051,5)) | range(2030,2051,2) | W_P50 | W_P50 | SL_12 | 1 | redz_corridors_eia | copt | LC | existing+tdp | BASE_COALFLEX | DELAYED_ESKOM_2035 | TRUE | TRUE | 60% | 50% | BASE_PMR1b | FS_2045 | BASE | BASE | BASE | LOW_PMR1b | 9.2% | BASE_PMR1b | FS_2045 | MOD_CNST | MTSAO_BQ | MOD_CNST | UNC | DIESEL_LNG | NO_MIN_GAS | NO_MIN_GAS | BASE | BASE | EAF_60 | none | LOW_PMR1b | IRP24_LOW | RES_MRGN_10 | BASE3
235 | S235 | 0 |  | pklein-DESKTOP2 | copt | copt | TRUE | TRUE | 0 | FALSE | none |  | TRUE | [2025, 2029]+list(range(2030,2051,5)) | range(2030,2051,2) | W_P50 | W_P50 | SL_12 | 1 | redz_corridors_eia | copt | LC | existing+tdp | BASE_COALFLEX | DELAYED_ESKOM_2035 | TRUE | TRUE | 50% | 150% | BASE_PMR1b | FS_2045 | BASE | BASE | BASE | LOW_PMR1b | 9.2% | BASE_PMR1b | FS_2045 | MOD_CNST | MTSAO_BQ | MOD_CNST | UNC | DIESEL_LNG | NO_MIN_GAS | NO_MIN_GAS | BASE | BASE | EAF_60 | none | LOW_PMR1b | IRP24_LOW | RES_MRGN_10 | BASE3
236 | S236 | 0 |  | pklein-DESKTOP2 | copt | copt | TRUE | TRUE | 0 | FALSE | none |  | TRUE | [2025, 2029]+list(range(2030,2051,5)) | range(2030,2051,2) | W_P50 | W_P50 | SL_12 | 1 | redz_corridors_eia | copt | LC | existing+tdp | BASE_COALFLEX | DELAYED_ESKOM_2035 | TRUE | TRUE | 50% | 100% | BASE_PMR1b | FS_2045 | BASE | BASE | BASE | LOW_PMR1b | 9.2% | BASE_PMR1b | FS_2045 | MOD_CNST | MTSAO_BQ | MOD_CNST | UNC | DIESEL_LNG | NO_MIN_GAS | NO_MIN_GAS | BASE | BASE | EAF_60 | none | LOW_PMR1b | IRP24_LOW | RES_MRGN_10 | BASE3
237 | S237 | 0 |  | pklein-DESKTOP2 | copt | copt | TRUE | TRUE | 0 | FALSE | none |  | TRUE | [2025, 2029]+list(range(2030,2051,5)) | range(2030,2051,2) | W_P50 | W_P50 | SL_12 | 1 | redz_corridors_eia | copt | LC | existing+tdp | BASE_COALFLEX | DELAYED_ESKOM_2035 | TRUE | TRUE | 50% | 50% | BASE_PMR1b | FS_2045 | BASE | BASE | BASE | LOW_PMR1b | 9.2% | BASE_PMR1b | FS_2045 | MOD_CNST | MTSAO_BQ | MOD_CNST | UNC | DIESEL_LNG | NO_MIN_GAS | NO_MIN_GAS | BASE | BASE | EAF_60 | none | LOW_PMR1b | IRP24_LOW | RES_MRGN_10 | BASE3
238 | S238 | 0 |  | pklein-DESKTOP2 | copt | copt | TRUE | TRUE | 0 | FALSE | none |  | TRUE | [2025, 2029]+list(range(2030,2051,5)) | range(2030,2051,2) | W_P50 | W_P50 | SL_12 | 1 | redz_corridors_eia | copt | LC | existing+tdp | BASE_COALFLEX | DELAYED_ESKOM_2035 | TRUE | TRUE | 40% | 150% | BASE_PMR1b | FS_2045 | BASE | BASE | BASE | LOW_PMR1b | 9.2% | BASE_PMR1b | FS_2045 | MOD_CNST | MTSAO_BQ | MOD_CNST | UNC | DIESEL_LNG | NO_MIN_GAS | NO_MIN_GAS | BASE | BASE | EAF_60 | none | LOW_PMR1b | IRP24_LOW | RES_MRGN_10 | BASE3
239 | S239 | 0 |  | pklein-DESKTOP2 | copt | copt | TRUE | TRUE | 0 | FALSE | none |  | TRUE | [2025, 2029]+list(range(2030,2051,5)) | range(2030,2051,2) | W_P50 | W_P50 | SL_12 | 1 | redz_corridors_eia | copt | LC | existing+tdp | BASE_COALFLEX | DELAYED_ESKOM_2035 | TRUE | TRUE | 40% | 100% | BASE_PMR1b | FS_2045 | BASE | BASE | BASE | LOW_PMR1b | 9.2% | BASE_PMR1b | FS_2045 | MOD_CNST | MTSAO_BQ | MOD_CNST | UNC | DIESEL_LNG | NO_MIN_GAS | NO_MIN_GAS | BASE | BASE | EAF_60 | none | LOW_PMR1b | IRP24_LOW | RES_MRGN_10 | BASE3
240 | S240 | 0 |  | pklein-DESKTOP2 | copt | copt | TRUE | TRUE | 0 | FALSE | none |  | TRUE | [2025, 2029]+list(range(2030,2051,5)) | range(2030,2051,2) | W_P50 | W_P50 | SL_12 | 1 | redz_corridors_eia | copt | LC | existing+tdp | BASE_COALFLEX | DELAYED_ESKOM_2035 | TRUE | TRUE | 40% | 50% | BASE_PMR1b | FS_2045 | BASE | BASE | BASE | LOW_PMR1b | 9.2% | BASE_PMR1b | FS_2045 | MOD_CNST | MTSAO_BQ | MOD_CNST | UNC | DIESEL_LNG | NO_MIN_GAS | NO_MIN_GAS | BASE | BASE | EAF_60 | none | LOW_PMR1b | IRP24_LOW | RES_MRGN_10 | BASE3
241 | S241 | 0 |  | pklein-DESKTOP | copt | copt | TRUE | TRUE | 0 | FALSE | none |  | TRUE | [2025, 2029]+list(range(2030,2051,5)) | range(2030,2051,2) | W_P50 | W_P50 | SL_0 | 1 | redz_corridors_eia | copt | LC | existing+tdp | BASE_COALFLEX | DELAYED_ESKOM_2035 | TRUE | FALSE | 70% | 150% | BASE_PMR1b | FS_2045 | BASE | BASE | BASE | LOW_PMR1b | 9.2% | BASE_PMR1b | FS_2045 | MOD_CNST | MTSAO_BQ | MOD_CNST | UNC | DIESEL_LNG | NO_MIN_GAS | NO_MIN_GAS | BASE | BASE | EAF_60 | none | LOW_PMR1b | IRP24_LOW | RES_MRGN_10 | BASE3
242 | S242 | 0 |  | pklein-DESKTOP | copt | copt | TRUE | TRUE | 0 | FALSE | none |  | TRUE | [2025, 2029]+list(range(2030,2051,5)) | range(2030,2051,2) | W_P50 | W_P50 | SL_0 | 1 | redz_corridors_eia | copt | LC | existing+tdp | BASE_COALFLEX | DELAYED_ESKOM_2035 | TRUE | FALSE | 70% | 100% | BASE_PMR1b | FS_2045 | BASE | BASE | BASE | LOW_PMR1b | 9.2% | BASE_PMR1b | FS_2045 | MOD_CNST | MTSAO_BQ | MOD_CNST | UNC | DIESEL_LNG | NO_MIN_GAS | NO_MIN_GAS | BASE | BASE | EAF_60 | none | LOW_PMR1b | IRP24_LOW | RES_MRGN_10 | BASE3
243 | S243 | 0 |  | pklein-DESKTOP | copt | copt | TRUE | TRUE | 0 | FALSE | none |  | TRUE | [2025, 2029]+list(range(2030,2051,5)) | range(2030,2051,2) | W_P50 | W_P50 | SL_0 | 1 | redz_corridors_eia | copt | LC | existing+tdp | BASE_COALFLEX | DELAYED_ESKOM_2035 | TRUE | FALSE | 70% | 50% | BASE_PMR1b | FS_2045 | BASE | BASE | BASE | LOW_PMR1b | 9.2% | BASE_PMR1b | FS_2045 | MOD_CNST | MTSAO_BQ | MOD_CNST | UNC | DIESEL_LNG | NO_MIN_GAS | NO_MIN_GAS | BASE | BASE | EAF_60 | none | LOW_PMR1b | IRP24_LOW | RES_MRGN_10 | BASE3
244 | S244 | 0 |  | pklein-DESKTOP | copt | copt | TRUE | TRUE | 0 | FALSE | none |  | TRUE | [2025, 2029]+list(range(2030,2051,5)) | range(2030,2051,2) | W_P50 | W_P50 | SL_0 | 1 | redz_corridors_eia | copt | LC | existing+tdp | BASE_COALFLEX | DELAYED_ESKOM_2035 | TRUE | FALSE | 60% | 150% | BASE_PMR1b | FS_2045 | BASE | BASE | BASE | LOW_PMR1b | 9.2% | BASE_PMR1b | FS_2045 | MOD_CNST | MTSAO_BQ | MOD_CNST | UNC | DIESEL_LNG | NO_MIN_GAS | NO_MIN_GAS | BASE | BASE | EAF_60 | none | LOW_PMR1b | IRP24_LOW | RES_MRGN_10 | BASE3
245 | S245 | 0 |  | pklein-DESKTOP | copt | copt | TRUE | TRUE | 0 | FALSE | none |  | TRUE | [2025, 2029]+list(range(2030,2051,5)) | range(2030,2051,2) | W_P50 | W_P50 | SL_0 | 1 | redz_corridors_eia | copt | LC | existing+tdp | BASE_COALFLEX | DELAYED_ESKOM_2035 | TRUE | FALSE | 60% | 100% | BASE_PMR1b | FS_2045 | BASE | BASE | BASE | LOW_PMR1b | 9.2% | BASE_PMR1b | FS_2045 | MOD_CNST | MTSAO_BQ | MOD_CNST | UNC | DIESEL_LNG | NO_MIN_GAS | NO_MIN_GAS | BASE | BASE | EAF_60 | none | LOW_PMR1b | IRP24_LOW | RES_MRGN_10 | BASE3
246 | S246 | 0 |  | pklein-DESKTOP | copt | copt | TRUE | TRUE | 0 | FALSE | none |  | TRUE | [2025, 2029]+list(range(2030,2051,5)) | range(2030,2051,2) | W_P50 | W_P50 | SL_0 | 1 | redz_corridors_eia | copt | LC | existing+tdp | BASE_COALFLEX | DELAYED_ESKOM_2035 | TRUE | FALSE | 60% | 50% | BASE_PMR1b | FS_2045 | BASE | BASE | BASE | LOW_PMR1b | 9.2% | BASE_PMR1b | FS_2045 | MOD_CNST | MTSAO_BQ | MOD_CNST | UNC | DIESEL_LNG | NO_MIN_GAS | NO_MIN_GAS | BASE | BASE | EAF_60 | none | LOW_PMR1b | IRP24_LOW | RES_MRGN_10 | BASE3
247 | S247 | 0 |  | pklein-DESKTOP | copt | copt | TRUE | TRUE | 0 | FALSE | none |  | TRUE | [2025, 2029]+list(range(2030,2051,5)) | range(2030,2051,2) | W_P50 | W_P50 | SL_0 | 1 | redz_corridors_eia | copt | LC | existing+tdp | BASE_COALFLEX | DELAYED_ESKOM_2035 | TRUE | FALSE | 50% | 150% | BASE_PMR1b | FS_2045 | BASE | BASE | BASE | LOW_PMR1b | 9.2% | BASE_PMR1b | FS_2045 | MOD_CNST | MTSAO_BQ | MOD_CNST | UNC | DIESEL_LNG | NO_MIN_GAS | NO_MIN_GAS | BASE | BASE | EAF_60 | none | LOW_PMR1b | IRP24_LOW | RES_MRGN_10 | BASE3
248 | S248 | 0 |  | pklein-DESKTOP | copt | copt | TRUE | TRUE | 0 | FALSE | none |  | TRUE | [2025, 2029]+list(range(2030,2051,5)) | range(2030,2051,2) | W_P50 | W_P50 | SL_0 | 1 | redz_corridors_eia | copt | LC | existing+tdp | BASE_COALFLEX | DELAYED_ESKOM_2035 | TRUE | FALSE | 50% | 100% | BASE_PMR1b | FS_2045 | BASE | BASE | BASE | LOW_PMR1b | 9.2% | BASE_PMR1b | FS_2045 | MOD_CNST | MTSAO_BQ | MOD_CNST | UNC | DIESEL_LNG | NO_MIN_GAS | NO_MIN_GAS | BASE | BASE | EAF_60 | none | LOW_PMR1b | IRP24_LOW | RES_MRGN_10 | BASE3
249 | S249 | 0 |  | pklein-DESKTOP | copt | copt | TRUE | TRUE | 0 | FALSE | none |  | TRUE | [2025, 2029]+list(range(2030,2051,5)) | range(2030,2051,2) | W_P50 | W_P50 | SL_0 | 1 | redz_corridors_eia | copt | LC | existing+tdp | BASE_COALFLEX | DELAYED_ESKOM_2035 | TRUE | FALSE | 50% | 50% | BASE_PMR1b | FS_2045 | BASE | BASE | BASE | LOW_PMR1b | 9.2% | BASE_PMR1b | FS_2045 | MOD_CNST | MTSAO_BQ | MOD_CNST | UNC | DIESEL_LNG | NO_MIN_GAS | NO_MIN_GAS | BASE | BASE | EAF_60 | none | LOW_PMR1b | IRP24_LOW | RES_MRGN_10 | BASE3
250 | S250 | 0 |  | pklein-DESKTOP | copt | copt | TRUE | TRUE | 0 | FALSE | none |  | TRUE | [2025, 2029]+list(range(2030,2051,5)) | range(2030,2051,2) | W_P50 | W_P50 | SL_0 | 1 | redz_corridors_eia | copt | LC | existing+tdp | BASE_COALFLEX | DELAYED_ESKOM_2035 | TRUE | FALSE | 40% | 150% | BASE_PMR1b | FS_2045 | BASE | BASE | BASE | LOW_PMR1b | 9.2% | BASE_PMR1b | FS_2045 | MOD_CNST | MTSAO_BQ | MOD_CNST | UNC | DIESEL_LNG | NO_MIN_GAS | NO_MIN_GAS | BASE | BASE | EAF_60 | none | LOW_PMR1b | IRP24_LOW | RES_MRGN_10 | BASE3
251 | S251 | 0 |  | pklein-DESKTOP | copt | copt | TRUE | TRUE | 0 | FALSE | none |  | TRUE | [2025, 2029]+list(range(2030,2051,5)) | range(2030,2051,2) | W_P50 | W_P50 | SL_0 | 1 | redz_corridors_eia | copt | LC | existing+tdp | BASE_COALFLEX | DELAYED_ESKOM_2035 | TRUE | FALSE | 40% | 100% | BASE_PMR1b | FS_2045 | BASE | BASE | BASE | LOW_PMR1b | 9.2% | BASE_PMR1b | FS_2045 | MOD_CNST | MTSAO_BQ | MOD_CNST | UNC | DIESEL_LNG | NO_MIN_GAS | NO_MIN_GAS | BASE | BASE | EAF_60 | none | LOW_PMR1b | IRP24_LOW | RES_MRGN_10 | BASE3
252 | S252 | 0 |  | pklein-DESKTOP | copt | copt | TRUE | TRUE | 0 | FALSE | none |  | TRUE | [2025, 2029]+list(range(2030,2051,5)) | range(2030,2051,2) | W_P50 | W_P50 | SL_0 | 1 | redz_corridors_eia | copt | LC | existing+tdp | BASE_COALFLEX | DELAYED_ESKOM_2035 | TRUE | FALSE | 40% | 50% | BASE_PMR1b | FS_2045 | BASE | BASE | BASE | LOW_PMR1b | 9.2% | BASE_PMR1b | FS_2045 | MOD_CNST | MTSAO_BQ | MOD_CNST | UNC | DIESEL_LNG | NO_MIN_GAS | NO_MIN_GAS | BASE | BASE | EAF_60 | none | LOW_PMR1b | IRP24_LOW | RES_MRGN_10 | BASE3
253 | S253 | 0 |  | pklein-DESKTOP | copt | copt | TRUE | TRUE | 0 | FALSE | none |  | TRUE | [2025, 2029]+list(range(2030,2051,5)) | range(2030,2051,2) | W_P50 | W_P50 | SL_1 | 1 | redz_corridors_eia | copt | LC | existing+tdp | BASE_COALFLEX | DELAYED_ESKOM_2035 | TRUE | FALSE | 70% | 150% | BASE_PMR1b | FS_2045 | BASE | BASE | BASE | LOW_PMR1b | 9.2% | BASE_PMR1b | FS_2045 | MOD_CNST | MTSAO_BQ | MOD_CNST | UNC | DIESEL_LNG | NO_MIN_GAS | NO_MIN_GAS | BASE | BASE | EAF_60 | none | LOW_PMR1b | IRP24_LOW | RES_MRGN_10 | BASE3
254 | S254 | 0 |  | pklein-DESKTOP | copt | copt | TRUE | TRUE | 0 | FALSE | none |  | TRUE | [2025, 2029]+list(range(2030,2051,5)) | range(2030,2051,2) | W_P50 | W_P50 | SL_1 | 1 | redz_corridors_eia | copt | LC | existing+tdp | BASE_COALFLEX | DELAYED_ESKOM_2035 | TRUE | FALSE | 70% | 100% | BASE_PMR1b | FS_2045 | BASE | BASE | BASE | LOW_PMR1b | 9.2% | BASE_PMR1b | FS_2045 | MOD_CNST | MTSAO_BQ | MOD_CNST | UNC | DIESEL_LNG | NO_MIN_GAS | NO_MIN_GAS | BASE | BASE | EAF_60 | none | LOW_PMR1b | IRP24_LOW | RES_MRGN_10 | BASE3
255 | S255 | 0 |  | pklein-DESKTOP | copt | copt | TRUE | TRUE | 0 | FALSE | none |  | TRUE | [2025, 2029]+list(range(2030,2051,5)) | range(2030,2051,2) | W_P50 | W_P50 | SL_1 | 1 | redz_corridors_eia | copt | LC | existing+tdp | BASE_COALFLEX | DELAYED_ESKOM_2035 | TRUE | FALSE | 70% | 50% | BASE_PMR1b | FS_2045 | BASE | BASE | BASE | LOW_PMR1b | 9.2% | BASE_PMR1b | FS_2045 | MOD_CNST | MTSAO_BQ | MOD_CNST | UNC | DIESEL_LNG | NO_MIN_GAS | NO_MIN_GAS | BASE | BASE | EAF_60 | none | LOW_PMR1b | IRP24_LOW | RES_MRGN_10 | BASE3
256 | S256 | 0 |  | pklein-DESKTOP | copt | copt | TRUE | TRUE | 0 | FALSE | none |  | TRUE | [2025, 2029]+list(range(2030,2051,5)) | range(2030,2051,2) | W_P50 | W_P50 | SL_1 | 1 | redz_corridors_eia | copt | LC | existing+tdp | BASE_COALFLEX | DELAYED_ESKOM_2035 | TRUE | FALSE | 60% | 150% | BASE_PMR1b | FS_2045 | BASE | BASE | BASE | LOW_PMR1b | 9.2% | BASE_PMR1b | FS_2045 | MOD_CNST | MTSAO_BQ | MOD_CNST | UNC | DIESEL_LNG | NO_MIN_GAS | NO_MIN_GAS | BASE | BASE | EAF_60 | none | LOW_PMR1b | IRP24_LOW | RES_MRGN_10 | BASE3
257 | S257 | 0 |  | pklein-DESKTOP | copt | copt | TRUE | TRUE | 0 | FALSE | none |  | TRUE | [2025, 2029]+list(range(2030,2051,5)) | range(2030,2051,2) | W_P50 | W_P50 | SL_1 | 1 | redz_corridors_eia | copt | LC | existing+tdp | BASE_COALFLEX | DELAYED_ESKOM_2035 | TRUE | FALSE | 60% | 100% | BASE_PMR1b | FS_2045 | BASE | BASE | BASE | LOW_PMR1b | 9.2% | BASE_PMR1b | FS_2045 | MOD_CNST | MTSAO_BQ | MOD_CNST | UNC | DIESEL_LNG | NO_MIN_GAS | NO_MIN_GAS | BASE | BASE | EAF_60 | none | LOW_PMR1b | IRP24_LOW | RES_MRGN_10 | BASE3
258 | S258 | 0 |  | pklein-DESKTOP | copt | copt | TRUE | TRUE | 0 | FALSE | none |  | TRUE | [2025, 2029]+list(range(2030,2051,5)) | range(2030,2051,2) | W_P50 | W_P50 | SL_1 | 1 | redz_corridors_eia | copt | LC | existing+tdp | BASE_COALFLEX | DELAYED_ESKOM_2035 | TRUE | FALSE | 60% | 50% | BASE_PMR1b | FS_2045 | BASE | BASE | BASE | LOW_PMR1b | 9.2% | BASE_PMR1b | FS_2045 | MOD_CNST | MTSAO_BQ | MOD_CNST | UNC | DIESEL_LNG | NO_MIN_GAS | NO_MIN_GAS | BASE | BASE | EAF_60 | none | LOW_PMR1b | IRP24_LOW | RES_MRGN_10 | BASE3
259 | S259 | 0 |  | pklein-DESKTOP | copt | copt | TRUE | TRUE | 0 | FALSE | none |  | TRUE | [2025, 2029]+list(range(2030,2051,5)) | range(2030,2051,2) | W_P50 | W_P50 | SL_1 | 1 | redz_corridors_eia | copt | LC | existing+tdp | BASE_COALFLEX | DELAYED_ESKOM_2035 | TRUE | FALSE | 50% | 150% | BASE_PMR1b | FS_2045 | BASE | BASE | BASE | LOW_PMR1b | 9.2% | BASE_PMR1b | FS_2045 | MOD_CNST | MTSAO_BQ | MOD_CNST | UNC | DIESEL_LNG | NO_MIN_GAS | NO_MIN_GAS | BASE | BASE | EAF_60 | none | LOW_PMR1b | IRP24_LOW | RES_MRGN_10 | BASE3
260 | S260 | 0 |  | pklein-DESKTOP | copt | copt | TRUE | TRUE | 0 | FALSE | none |  | TRUE | [2025, 2029]+list(range(2030,2051,5)) | range(2030,2051,2) | W_P50 | W_P50 | SL_1 | 1 | redz_corridors_eia | copt | LC | existing+tdp | BASE_COALFLEX | DELAYED_ESKOM_2035 | TRUE | FALSE | 50% | 100% | BASE_PMR1b | FS_2045 | BASE | BASE | BASE | LOW_PMR1b | 9.2% | BASE_PMR1b | FS_2045 | MOD_CNST | MTSAO_BQ | MOD_CNST | UNC | DIESEL_LNG | NO_MIN_GAS | NO_MIN_GAS | BASE | BASE | EAF_60 | none | LOW_PMR1b | IRP24_LOW | RES_MRGN_10 | BASE3
261 | S261 | 0 |  | pklein-DESKTOP | copt | copt | TRUE | TRUE | 0 | FALSE | none |  | TRUE | [2025, 2029]+list(range(2030,2051,5)) | range(2030,2051,2) | W_P50 | W_P50 | SL_1 | 1 | redz_corridors_eia | copt | LC | existing+tdp | BASE_COALFLEX | DELAYED_ESKOM_2035 | TRUE | FALSE | 50% | 50% | BASE_PMR1b | FS_2045 | BASE | BASE | BASE | LOW_PMR1b | 9.2% | BASE_PMR1b | FS_2045 | MOD_CNST | MTSAO_BQ | MOD_CNST | UNC | DIESEL_LNG | NO_MIN_GAS | NO_MIN_GAS | BASE | BASE | EAF_60 | none | LOW_PMR1b | IRP24_LOW | RES_MRGN_10 | BASE3
262 | S262 | 0 |  | pklein-DESKTOP | copt | copt | TRUE | TRUE | 0 | FALSE | none |  | TRUE | [2025, 2029]+list(range(2030,2051,5)) | range(2030,2051,2) | W_P50 | W_P50 | SL_1 | 1 | redz_corridors_eia | copt | LC | existing+tdp | BASE_COALFLEX | DELAYED_ESKOM_2035 | TRUE | FALSE | 40% | 150% | BASE_PMR1b | FS_2045 | BASE | BASE | BASE | LOW_PMR1b | 9.2% | BASE_PMR1b | FS_2045 | MOD_CNST | MTSAO_BQ | MOD_CNST | UNC | DIESEL_LNG | NO_MIN_GAS | NO_MIN_GAS | BASE | BASE | EAF_60 | none | LOW_PMR1b | IRP24_LOW | RES_MRGN_10 | BASE3
263 | S263 | 0 |  | pklein-DESKTOP | copt | copt | TRUE | TRUE | 0 | FALSE | none |  | TRUE | [2025, 2029]+list(range(2030,2051,5)) | range(2030,2051,2) | W_P50 | W_P50 | SL_1 | 1 | redz_corridors_eia | copt | LC | existing+tdp | BASE_COALFLEX | DELAYED_ESKOM_2035 | TRUE | FALSE | 40% | 100% | BASE_PMR1b | FS_2045 | BASE | BASE | BASE | LOW_PMR1b | 9.2% | BASE_PMR1b | FS_2045 | MOD_CNST | MTSAO_BQ | MOD_CNST | UNC | DIESEL_LNG | NO_MIN_GAS | NO_MIN_GAS | BASE | BASE | EAF_60 | none | LOW_PMR1b | IRP24_LOW | RES_MRGN_10 | BASE3
264 | S264 | 0 |  | pklein-DESKTOP | copt | copt | TRUE | TRUE | 0 | FALSE | none |  | TRUE | [2025, 2029]+list(range(2030,2051,5)) | range(2030,2051,2) | W_P50 | W_P50 | SL_1 | 1 | redz_corridors_eia | copt | LC | existing+tdp | BASE_COALFLEX | DELAYED_ESKOM_2035 | TRUE | FALSE | 40% | 50% | BASE_PMR1b | FS_2045 | BASE | BASE | BASE | LOW_PMR1b | 9.2% | BASE_PMR1b | FS_2045 | MOD_CNST | MTSAO_BQ | MOD_CNST | UNC | DIESEL_LNG | NO_MIN_GAS | NO_MIN_GAS | BASE | BASE | EAF_60 | none | LOW_PMR1b | IRP24_LOW | RES_MRGN_10 | BASE3
265 | S265 | 0 |  | pklein-DESKTOP | copt | copt | TRUE | TRUE | 0 | FALSE | none |  | TRUE | [2025, 2029]+list(range(2030,2051,5)) | range(2030,2051,2) | W_P50 | W_P50 | SL_6 | 1 | redz_corridors_eia | copt | LC | existing+tdp | BASE_COALFLEX | DELAYED_ESKOM_2035 | TRUE | FALSE | 70% | 150% | BASE_PMR1b | FS_2045 | BASE | BASE | BASE | LOW_PMR1b | 9.2% | BASE_PMR1b | FS_2045 | MOD_CNST | MTSAO_BQ | MOD_CNST | UNC | DIESEL_LNG | NO_MIN_GAS | NO_MIN_GAS | BASE | BASE | EAF_60 | none | LOW_PMR1b | IRP24_LOW | RES_MRGN_10 | BASE3
266 | S266 | 0 |  | pklein-DESKTOP | copt | copt | TRUE | TRUE | 0 | FALSE | none |  | TRUE | [2025, 2029]+list(range(2030,2051,5)) | range(2030,2051,2) | W_P50 | W_P50 | SL_6 | 1 | redz_corridors_eia | copt | LC | existing+tdp | BASE_COALFLEX | DELAYED_ESKOM_2035 | TRUE | FALSE | 70% | 100% | BASE_PMR1b | FS_2045 | BASE | BASE | BASE | LOW_PMR1b | 9.2% | BASE_PMR1b | FS_2045 | MOD_CNST | MTSAO_BQ | MOD_CNST | UNC | DIESEL_LNG | NO_MIN_GAS | NO_MIN_GAS | BASE | BASE | EAF_60 | none | LOW_PMR1b | IRP24_LOW | RES_MRGN_10 | BASE3
267 | S267 | 0 |  | pklein-DESKTOP | copt | copt | TRUE | TRUE | 0 | FALSE | none |  | TRUE | [2025, 2029]+list(range(2030,2051,5)) | range(2030,2051,2) | W_P50 | W_P50 | SL_6 | 1 | redz_corridors_eia | copt | LC | existing+tdp | BASE_COALFLEX | DELAYED_ESKOM_2035 | TRUE | FALSE | 70% | 50% | BASE_PMR1b | FS_2045 | BASE | BASE | BASE | LOW_PMR1b | 9.2% | BASE_PMR1b | FS_2045 | MOD_CNST | MTSAO_BQ | MOD_CNST | UNC | DIESEL_LNG | NO_MIN_GAS | NO_MIN_GAS | BASE | BASE | EAF_60 | none | LOW_PMR1b | IRP24_LOW | RES_MRGN_10 | BASE3
268 | S268 | 0 |  | pklein-DESKTOP | copt | copt | TRUE | TRUE | 0 | FALSE | none |  | TRUE | [2025, 2029]+list(range(2030,2051,5)) | range(2030,2051,2) | W_P50 | W_P50 | SL_6 | 1 | redz_corridors_eia | copt | LC | existing+tdp | BASE_COALFLEX | DELAYED_ESKOM_2035 | TRUE | FALSE | 60% | 150% | BASE_PMR1b | FS_2045 | BASE | BASE | BASE | LOW_PMR1b | 9.2% | BASE_PMR1b | FS_2045 | MOD_CNST | MTSAO_BQ | MOD_CNST | UNC | DIESEL_LNG | NO_MIN_GAS | NO_MIN_GAS | BASE | BASE | EAF_60 | none | LOW_PMR1b | IRP24_LOW | RES_MRGN_10 | BASE3
269 | S269 | 0 |  | pklein-DESKTOP | copt | copt | TRUE | TRUE | 0 | FALSE | none |  | TRUE | [2025, 2029]+list(range(2030,2051,5)) | range(2030,2051,2) | W_P50 | W_P50 | SL_6 | 1 | redz_corridors_eia | copt | LC | existing+tdp | BASE_COALFLEX | DELAYED_ESKOM_2035 | TRUE | FALSE | 60% | 100% | BASE_PMR1b | FS_2045 | BASE | BASE | BASE | LOW_PMR1b | 9.2% | BASE_PMR1b | FS_2045 | MOD_CNST | MTSAO_BQ | MOD_CNST | UNC | DIESEL_LNG | NO_MIN_GAS | NO_MIN_GAS | BASE | BASE | EAF_60 | none | LOW_PMR1b | IRP24_LOW | RES_MRGN_10 | BASE3
270 | S270 | 0 |  | pklein-DESKTOP | copt | copt | TRUE | TRUE | 0 | FALSE | none |  | TRUE | [2025, 2029]+list(range(2030,2051,5)) | range(2030,2051,2) | W_P50 | W_P50 | SL_6 | 1 | redz_corridors_eia | copt | LC | existing+tdp | BASE_COALFLEX | DELAYED_ESKOM_2035 | TRUE | FALSE | 60% | 50% | BASE_PMR1b | FS_2045 | BASE | BASE | BASE | LOW_PMR1b | 9.2% | BASE_PMR1b | FS_2045 | MOD_CNST | MTSAO_BQ | MOD_CNST | UNC | DIESEL_LNG | NO_MIN_GAS | NO_MIN_GAS | BASE | BASE | EAF_60 | none | LOW_PMR1b | IRP24_LOW | RES_MRGN_10 | BASE3
271 | S271 | 0 |  | pklein-DESKTOP | copt | copt | TRUE | TRUE | 0 | FALSE | none |  | TRUE | [2025, 2029]+list(range(2030,2051,5)) | range(2030,2051,2) | W_P50 | W_P50 | SL_6 | 1 | redz_corridors_eia | copt | LC | existing+tdp | BASE_COALFLEX | DELAYED_ESKOM_2035 | TRUE | FALSE | 50% | 150% | BASE_PMR1b | FS_2045 | BASE | BASE | BASE | LOW_PMR1b | 9.2% | BASE_PMR1b | FS_2045 | MOD_CNST | MTSAO_BQ | MOD_CNST | UNC | DIESEL_LNG | NO_MIN_GAS | NO_MIN_GAS | BASE | BASE | EAF_60 | none | LOW_PMR1b | IRP24_LOW | RES_MRGN_10 | BASE3
272 | S272 | 0 |  | pklein-DESKTOP | copt | copt | TRUE | TRUE | 0 | FALSE | none |  | TRUE | [2025, 2029]+list(range(2030,2051,5)) | range(2030,2051,2) | W_P50 | W_P50 | SL_6 | 1 | redz_corridors_eia | copt | LC | existing+tdp | BASE_COALFLEX | DELAYED_ESKOM_2035 | TRUE | FALSE | 50% | 100% | BASE_PMR1b | FS_2045 | BASE | BASE | BASE | LOW_PMR1b | 9.2% | BASE_PMR1b | FS_2045 | MOD_CNST | MTSAO_BQ | MOD_CNST | UNC | DIESEL_LNG | NO_MIN_GAS | NO_MIN_GAS | BASE | BASE | EAF_60 | none | LOW_PMR1b | IRP24_LOW | RES_MRGN_10 | BASE3
273 | S273 | 0 |  | pklein-DESKTOP | copt | copt | TRUE | TRUE | 0 | FALSE | none |  | TRUE | [2025, 2029]+list(range(2030,2051,5)) | range(2030,2051,2) | W_P50 | W_P50 | SL_6 | 1 | redz_corridors_eia | copt | LC | existing+tdp | BASE_COALFLEX | DELAYED_ESKOM_2035 | TRUE | FALSE | 50% | 50% | BASE_PMR1b | FS_2045 | BASE | BASE | BASE | LOW_PMR1b | 9.2% | BASE_PMR1b | FS_2045 | MOD_CNST | MTSAO_BQ | MOD_CNST | UNC | DIESEL_LNG | NO_MIN_GAS | NO_MIN_GAS | BASE | BASE | EAF_60 | none | LOW_PMR1b | IRP24_LOW | RES_MRGN_10 | BASE3
274 | S274 | 0 |  | pklein-DESKTOP | copt | copt | TRUE | TRUE | 0 | FALSE | none |  | TRUE | [2025, 2029]+list(range(2030,2051,5)) | range(2030,2051,2) | W_P50 | W_P50 | SL_6 | 1 | redz_corridors_eia | copt | LC | existing+tdp | BASE_COALFLEX | DELAYED_ESKOM_2035 | TRUE | FALSE | 40% | 150% | BASE_PMR1b | FS_2045 | BASE | BASE | BASE | LOW_PMR1b | 9.2% | BASE_PMR1b | FS_2045 | MOD_CNST | MTSAO_BQ | MOD_CNST | UNC | DIESEL_LNG | NO_MIN_GAS | NO_MIN_GAS | BASE | BASE | EAF_60 | none | LOW_PMR1b | IRP24_LOW | RES_MRGN_10 | BASE3
275 | S275 | 0 |  | pklein-DESKTOP | copt | copt | TRUE | TRUE | 0 | FALSE | none |  | TRUE | [2025, 2029]+list(range(2030,2051,5)) | range(2030,2051,2) | W_P50 | W_P50 | SL_6 | 1 | redz_corridors_eia | copt | LC | existing+tdp | BASE_COALFLEX | DELAYED_ESKOM_2035 | TRUE | FALSE | 40% | 100% | BASE_PMR1b | FS_2045 | BASE | BASE | BASE | LOW_PMR1b | 9.2% | BASE_PMR1b | FS_2045 | MOD_CNST | MTSAO_BQ | MOD_CNST | UNC | DIESEL_LNG | NO_MIN_GAS | NO_MIN_GAS | BASE | BASE | EAF_60 | none | LOW_PMR1b | IRP24_LOW | RES_MRGN_10 | BASE3
276 | S276 | 0 |  | pklein-DESKTOP | copt | copt | TRUE | TRUE | 0 | FALSE | none |  | TRUE | [2025, 2029]+list(range(2030,2051,5)) | range(2030,2051,2) | W_P50 | W_P50 | SL_6 | 1 | redz_corridors_eia | copt | LC | existing+tdp | BASE_COALFLEX | DELAYED_ESKOM_2035 | TRUE | FALSE | 40% | 50% | BASE_PMR1b | FS_2045 | BASE | BASE | BASE | LOW_PMR1b | 9.2% | BASE_PMR1b | FS_2045 | MOD_CNST | MTSAO_BQ | MOD_CNST | UNC | DIESEL_LNG | NO_MIN_GAS | NO_MIN_GAS | BASE | BASE | EAF_60 | none | LOW_PMR1b | IRP24_LOW | RES_MRGN_10 | BASE3
277 | S277 | 0 |  | pklein-DESKTOP | copt | copt | TRUE | TRUE | 0 | FALSE | none |  | TRUE | [2025, 2029]+list(range(2030,2051,5)) | range(2030,2051,2) | W_P50 | W_P50 | SL_12 | 1 | redz_corridors_eia | copt | LC | existing+tdp | BASE_COALFLEX | DELAYED_ESKOM_2035 | TRUE | FALSE | 70% | 150% | BASE_PMR1b | FS_2045 | BASE | BASE | BASE | LOW_PMR1b | 9.2% | BASE_PMR1b | FS_2045 | MOD_CNST | MTSAO_BQ | MOD_CNST | UNC | DIESEL_LNG | NO_MIN_GAS | NO_MIN_GAS | BASE | BASE | EAF_60 | none | LOW_PMR1b | IRP24_LOW | RES_MRGN_10 | BASE3
278 | S278 | 0 |  | pklein-DESKTOP | copt | copt | TRUE | TRUE | 0 | FALSE | none |  | TRUE | [2025, 2029]+list(range(2030,2051,5)) | range(2030,2051,2) | W_P50 | W_P50 | SL_12 | 1 | redz_corridors_eia | copt | LC | existing+tdp | BASE_COALFLEX | DELAYED_ESKOM_2035 | TRUE | FALSE | 70% | 100% | BASE_PMR1b | FS_2045 | BASE | BASE | BASE | LOW_PMR1b | 9.2% | BASE_PMR1b | FS_2045 | MOD_CNST | MTSAO_BQ | MOD_CNST | UNC | DIESEL_LNG | NO_MIN_GAS | NO_MIN_GAS | BASE | BASE | EAF_60 | none | LOW_PMR1b | IRP24_LOW | RES_MRGN_10 | BASE3
279 | S279 | 0 |  | pklein-DESKTOP | copt | copt | TRUE | TRUE | 0 | FALSE | none |  | TRUE | [2025, 2029]+list(range(2030,2051,5)) | range(2030,2051,2) | W_P50 | W_P50 | SL_12 | 1 | redz_corridors_eia | copt | LC | existing+tdp | BASE_COALFLEX | DELAYED_ESKOM_2035 | TRUE | FALSE | 70% | 50% | BASE_PMR1b | FS_2045 | BASE | BASE | BASE | LOW_PMR1b | 9.2% | BASE_PMR1b | FS_2045 | MOD_CNST | MTSAO_BQ | MOD_CNST | UNC | DIESEL_LNG | NO_MIN_GAS | NO_MIN_GAS | BASE | BASE | EAF_60 | none | LOW_PMR1b | IRP24_LOW | RES_MRGN_10 | BASE3
280 | S280 | 0 |  | pklein-DESKTOP | copt | copt | TRUE | TRUE | 0 | FALSE | none |  | TRUE | [2025, 2029]+list(range(2030,2051,5)) | range(2030,2051,2) | W_P50 | W_P50 | SL_12 | 1 | redz_corridors_eia | copt | LC | existing+tdp | BASE_COALFLEX | DELAYED_ESKOM_2035 | TRUE | FALSE | 60% | 150% | BASE_PMR1b | FS_2045 | BASE | BASE | BASE | LOW_PMR1b | 9.2% | BASE_PMR1b | FS_2045 | MOD_CNST | MTSAO_BQ | MOD_CNST | UNC | DIESEL_LNG | NO_MIN_GAS | NO_MIN_GAS | BASE | BASE | EAF_60 | none | LOW_PMR1b | IRP24_LOW | RES_MRGN_10 | BASE3
281 | S281 | 0 |  | pklein-DESKTOP | copt | copt | TRUE | TRUE | 0 | FALSE | none |  | TRUE | [2025, 2029]+list(range(2030,2051,5)) | range(2030,2051,2) | W_P50 | W_P50 | SL_12 | 1 | redz_corridors_eia | copt | LC | existing+tdp | BASE_COALFLEX | DELAYED_ESKOM_2035 | TRUE | FALSE | 60% | 100% | BASE_PMR1b | FS_2045 | BASE | BASE | BASE | LOW_PMR1b | 9.2% | BASE_PMR1b | FS_2045 | MOD_CNST | MTSAO_BQ | MOD_CNST | UNC | DIESEL_LNG | NO_MIN_GAS | NO_MIN_GAS | BASE | BASE | EAF_60 | none | LOW_PMR1b | IRP24_LOW | RES_MRGN_10 | BASE3
282 | S282 | 0 |  | pklein-DESKTOP | copt | copt | TRUE | TRUE | 0 | FALSE | none |  | TRUE | [2025, 2029]+list(range(2030,2051,5)) | range(2030,2051,2) | W_P50 | W_P50 | SL_12 | 1 | redz_corridors_eia | copt | LC | existing+tdp | BASE_COALFLEX | DELAYED_ESKOM_2035 | TRUE | FALSE | 60% | 50% | BASE_PMR1b | FS_2045 | BASE | BASE | BASE | LOW_PMR1b | 9.2% | BASE_PMR1b | FS_2045 | MOD_CNST | MTSAO_BQ | MOD_CNST | UNC | DIESEL_LNG | NO_MIN_GAS | NO_MIN_GAS | BASE | BASE | EAF_60 | none | LOW_PMR1b | IRP24_LOW | RES_MRGN_10 | BASE3
283 | S283 | 0 |  | pklein-DESKTOP | copt | copt | TRUE | TRUE | 0 | FALSE | none |  | TRUE | [2025, 2029]+list(range(2030,2051,5)) | range(2030,2051,2) | W_P50 | W_P50 | SL_12 | 1 | redz_corridors_eia | copt | LC | existing+tdp | BASE_COALFLEX | DELAYED_ESKOM_2035 | TRUE | FALSE | 50% | 150% | BASE_PMR1b | FS_2045 | BASE | BASE | BASE | LOW_PMR1b | 9.2% | BASE_PMR1b | FS_2045 | MOD_CNST | MTSAO_BQ | MOD_CNST | UNC | DIESEL_LNG | NO_MIN_GAS | NO_MIN_GAS | BASE | BASE | EAF_60 | none | LOW_PMR1b | IRP24_LOW | RES_MRGN_10 | BASE3
284 | S284 | 0 |  | pklein-DESKTOP | copt | copt | TRUE | TRUE | 0 | FALSE | none |  | TRUE | [2025, 2029]+list(range(2030,2051,5)) | range(2030,2051,2) | W_P50 | W_P50 | SL_12 | 1 | redz_corridors_eia | copt | LC | existing+tdp | BASE_COALFLEX | DELAYED_ESKOM_2035 | TRUE | FALSE | 50% | 100% | BASE_PMR1b | FS_2045 | BASE | BASE | BASE | LOW_PMR1b | 9.2% | BASE_PMR1b | FS_2045 | MOD_CNST | MTSAO_BQ | MOD_CNST | UNC | DIESEL_LNG | NO_MIN_GAS | NO_MIN_GAS | BASE | BASE | EAF_60 | none | LOW_PMR1b | IRP24_LOW | RES_MRGN_10 | BASE3
285 | S285 | 0 |  | pklein-DESKTOP | copt | copt | TRUE | TRUE | 0 | FALSE | none |  | TRUE | [2025, 2029]+list(range(2030,2051,5)) | range(2030,2051,2) | W_P50 | W_P50 | SL_12 | 1 | redz_corridors_eia | copt | LC | existing+tdp | BASE_COALFLEX | DELAYED_ESKOM_2035 | TRUE | FALSE | 50% | 50% | BASE_PMR1b | FS_2045 | BASE | BASE | BASE | LOW_PMR1b | 9.2% | BASE_PMR1b | FS_2045 | MOD_CNST | MTSAO_BQ | MOD_CNST | UNC | DIESEL_LNG | NO_MIN_GAS | NO_MIN_GAS | BASE | BASE | EAF_60 | none | LOW_PMR1b | IRP24_LOW | RES_MRGN_10 | BASE3
286 | S286 | 0 |  | pklein-DESKTOP | copt | copt | TRUE | TRUE | 0 | FALSE | none |  | TRUE | [2025, 2029]+list(range(2030,2051,5)) | range(2030,2051,2) | W_P50 | W_P50 | SL_12 | 1 | redz_corridors_eia | copt | LC | existing+tdp | BASE_COALFLEX | DELAYED_ESKOM_2035 | TRUE | FALSE | 40% | 150% | BASE_PMR1b | FS_2045 | BASE | BASE | BASE | LOW_PMR1b | 9.2% | BASE_PMR1b | FS_2045 | MOD_CNST | MTSAO_BQ | MOD_CNST | UNC | DIESEL_LNG | NO_MIN_GAS | NO_MIN_GAS | BASE | BASE | EAF_60 | none | LOW_PMR1b | IRP24_LOW | RES_MRGN_10 | BASE3
287 | S287 | 0 |  | pklein-DESKTOP | copt | copt | TRUE | TRUE | 0 | FALSE | none |  | TRUE | [2025, 2029]+list(range(2030,2051,5)) | range(2030,2051,2) | W_P50 | W_P50 | SL_12 | 1 | redz_corridors_eia | copt | LC | existing+tdp | BASE_COALFLEX | DELAYED_ESKOM_2035 | TRUE | FALSE | 40% | 100% | BASE_PMR1b | FS_2045 | BASE | BASE | BASE | LOW_PMR1b | 9.2% | BASE_PMR1b | FS_2045 | MOD_CNST | MTSAO_BQ | MOD_CNST | UNC | DIESEL_LNG | NO_MIN_GAS | NO_MIN_GAS | BASE | BASE | EAF_60 | none | LOW_PMR1b | IRP24_LOW | RES_MRGN_10 | BASE3
288 | S288 | 0 |  | pklein-DESKTOP | copt | copt | TRUE | TRUE | 0 | FALSE | none |  | TRUE | [2025, 2029]+list(range(2030,2051,5)) | range(2030,2051,2) | W_P50 | W_P50 | SL_12 | 1 | redz_corridors_eia | copt | LC | existing+tdp | BASE_COALFLEX | DELAYED_ESKOM_2035 | TRUE | FALSE | 40% | 50% | BASE_PMR1b | FS_2045 | BASE | BASE | BASE | LOW_PMR1b | 9.2% | BASE_PMR1b | FS_2045 | MOD_CNST | MTSAO_BQ | MOD_CNST | UNC | DIESEL_LNG | NO_MIN_GAS | NO_MIN_GAS | BASE | BASE | EAF_60 | none | LOW_PMR1b | IRP24_LOW | RES_MRGN_10 | BASE3
289 | S289 | 0 |  | pklein-DESKTOP2 | copt | copt | TRUE | TRUE | 0 | FALSE | none |  | TRUE | [2025, 2029]+list(range(2030,2051,5)) | range(2030,2051,2) | W_P50 | W_P50 | SL_0 | 1 | redz_corridors_eia | copt | LC | existing+tdp | BASE_COALFLEX | DELAYED_ESKOM_2035 | TRUE | TRUE | 70% | 150% | BASE_PMR1b | FS_2045 | BASE | BASE | BASE | LOW_PMR1b | 9.2% | BASE_PMR1b | FS_2045 | MOD_CNST | MTSAO_BQ | MOD_CNST | UNC | DIESEL_LNG | NO_MIN_GAS | NO_MIN_GAS | BASE | BASE | EAF_60 | none | BASE_PMR1b | IRP24_LOW | RES_MRGN_10 | BASE3
290 | S290 | 0 |  | pklein-DESKTOP2 | copt | copt | TRUE | TRUE | 0 | FALSE | none |  | TRUE | [2025, 2029]+list(range(2030,2051,5)) | range(2030,2051,2) | W_P50 | W_P50 | SL_0 | 1 | redz_corridors_eia | copt | LC | existing+tdp | BASE_COALFLEX | DELAYED_ESKOM_2035 | TRUE | TRUE | 70% | 100% | BASE_PMR1b | FS_2045 | BASE | BASE | BASE | LOW_PMR1b | 9.2% | BASE_PMR1b | FS_2045 | MOD_CNST | MTSAO_BQ | MOD_CNST | UNC | DIESEL_LNG | NO_MIN_GAS | NO_MIN_GAS | BASE | BASE | EAF_60 | none | BASE_PMR1b | IRP24_LOW | RES_MRGN_10 | BASE3
291 | S291 | 0 |  | pklein-DESKTOP2 | copt | copt | TRUE | TRUE | 0 | FALSE | none |  | TRUE | [2025, 2029]+list(range(2030,2051,5)) | range(2030,2051,2) | W_P50 | W_P50 | SL_0 | 1 | redz_corridors_eia | copt | LC | existing+tdp | BASE_COALFLEX | DELAYED_ESKOM_2035 | TRUE | TRUE | 70% | 50% | BASE_PMR1b | FS_2045 | BASE | BASE | BASE | LOW_PMR1b | 9.2% | BASE_PMR1b | FS_2045 | MOD_CNST | MTSAO_BQ | MOD_CNST | UNC | DIESEL_LNG | NO_MIN_GAS | NO_MIN_GAS | BASE | BASE | EAF_60 | none | BASE_PMR1b | IRP24_LOW | RES_MRGN_10 | BASE3
292 | S292 | 0 |  | pklein-DESKTOP2 | copt | copt | TRUE | TRUE | 0 | FALSE | none |  | TRUE | [2025, 2029]+list(range(2030,2051,5)) | range(2030,2051,2) | W_P50 | W_P50 | SL_0 | 1 | redz_corridors_eia | copt | LC | existing+tdp | BASE_COALFLEX | DELAYED_ESKOM_2035 | TRUE | TRUE | 60% | 150% | BASE_PMR1b | FS_2045 | BASE | BASE | BASE | LOW_PMR1b | 9.2% | BASE_PMR1b | FS_2045 | MOD_CNST | MTSAO_BQ | MOD_CNST | UNC | DIESEL_LNG | NO_MIN_GAS | NO_MIN_GAS | BASE | BASE | EAF_60 | none | BASE_PMR1b | IRP24_LOW | RES_MRGN_10 | BASE3
293 | S293 | 0 |  | pklein-DESKTOP2 | copt | copt | TRUE | TRUE | 0 | FALSE | none |  | TRUE | [2025, 2029]+list(range(2030,2051,5)) | range(2030,2051,2) | W_P50 | W_P50 | SL_0 | 1 | redz_corridors_eia | copt | LC | existing+tdp | BASE_COALFLEX | DELAYED_ESKOM_2035 | TRUE | TRUE | 60% | 100% | BASE_PMR1b | FS_2045 | BASE | BASE | BASE | LOW_PMR1b | 9.2% | BASE_PMR1b | FS_2045 | MOD_CNST | MTSAO_BQ | MOD_CNST | UNC | DIESEL_LNG | NO_MIN_GAS | NO_MIN_GAS | BASE | BASE | EAF_60 | none | BASE_PMR1b | IRP24_LOW | RES_MRGN_10 | BASE3
294 | S294 | 0 |  | pklein-DESKTOP2 | copt | copt | TRUE | TRUE | 0 | FALSE | none |  | TRUE | [2025, 2029]+list(range(2030,2051,5)) | range(2030,2051,2) | W_P50 | W_P50 | SL_0 | 1 | redz_corridors_eia | copt | LC | existing+tdp | BASE_COALFLEX | DELAYED_ESKOM_2035 | TRUE | TRUE | 60% | 50% | BASE_PMR1b | FS_2045 | BASE | BASE | BASE | LOW_PMR1b | 9.2% | BASE_PMR1b | FS_2045 | MOD_CNST | MTSAO_BQ | MOD_CNST | UNC | DIESEL_LNG | NO_MIN_GAS | NO_MIN_GAS | BASE | BASE | EAF_60 | none | BASE_PMR1b | IRP24_LOW | RES_MRGN_10 | BASE3
295 | S295 | 0 |  | pklein-DESKTOP2 | copt | copt | TRUE | TRUE | 0 | FALSE | none |  | TRUE | [2025, 2029]+list(range(2030,2051,5)) | range(2030,2051,2) | W_P50 | W_P50 | SL_0 | 1 | redz_corridors_eia | copt | LC | existing+tdp | BASE_COALFLEX | DELAYED_ESKOM_2035 | TRUE | TRUE | 50% | 150% | BASE_PMR1b | FS_2045 | BASE | BASE | BASE | LOW_PMR1b | 9.2% | BASE_PMR1b | FS_2045 | MOD_CNST | MTSAO_BQ | MOD_CNST | UNC | DIESEL_LNG | NO_MIN_GAS | NO_MIN_GAS | BASE | BASE | EAF_60 | none | BASE_PMR1b | IRP24_LOW | RES_MRGN_10 | BASE3
296 | S296 | 0 |  | pklein-DESKTOP2 | copt | copt | TRUE | TRUE | 0 | FALSE | none |  | TRUE | [2025, 2029]+list(range(2030,2051,5)) | range(2030,2051,2) | W_P50 | W_P50 | SL_0 | 1 | redz_corridors_eia | copt | LC | existing+tdp | BASE_COALFLEX | DELAYED_ESKOM_2035 | TRUE | TRUE | 50% | 100% | BASE_PMR1b | FS_2045 | BASE | BASE | BASE | LOW_PMR1b | 9.2% | BASE_PMR1b | FS_2045 | MOD_CNST | MTSAO_BQ | MOD_CNST | UNC | DIESEL_LNG | NO_MIN_GAS | NO_MIN_GAS | BASE | BASE | EAF_60 | none | BASE_PMR1b | IRP24_LOW | RES_MRGN_10 | BASE3
297 | S297 | 0 |  | pklein-DESKTOP2 | copt | copt | TRUE | TRUE | 0 | FALSE | none |  | TRUE | [2025, 2029]+list(range(2030,2051,5)) | range(2030,2051,2) | W_P50 | W_P50 | SL_0 | 1 | redz_corridors_eia | copt | LC | existing+tdp | BASE_COALFLEX | DELAYED_ESKOM_2035 | TRUE | TRUE | 50% | 50% | BASE_PMR1b | FS_2045 | BASE | BASE | BASE | LOW_PMR1b | 9.2% | BASE_PMR1b | FS_2045 | MOD_CNST | MTSAO_BQ | MOD_CNST | UNC | DIESEL_LNG | NO_MIN_GAS | NO_MIN_GAS | BASE | BASE | EAF_60 | none | BASE_PMR1b | IRP24_LOW | RES_MRGN_10 | BASE3
298 | S298 | 0 |  | pklein-DESKTOP2 | copt | copt | TRUE | TRUE | 0 | FALSE | none |  | TRUE | [2025, 2029]+list(range(2030,2051,5)) | range(2030,2051,2) | W_P50 | W_P50 | SL_0 | 1 | redz_corridors_eia | copt | LC | existing+tdp | BASE_COALFLEX | DELAYED_ESKOM_2035 | TRUE | TRUE | 40% | 150% | BASE_PMR1b | FS_2045 | BASE | BASE | BASE | LOW_PMR1b | 9.2% | BASE_PMR1b | FS_2045 | MOD_CNST | MTSAO_BQ | MOD_CNST | UNC | DIESEL_LNG | NO_MIN_GAS | NO_MIN_GAS | BASE | BASE | EAF_60 | none | BASE_PMR1b | IRP24_LOW | RES_MRGN_10 | BASE3
299 | S299 | 0 |  | pklein-DESKTOP2 | copt | copt | TRUE | TRUE | 0 | FALSE | none |  | TRUE | [2025, 2029]+list(range(2030,2051,5)) | range(2030,2051,2) | W_P50 | W_P50 | SL_0 | 1 | redz_corridors_eia | copt | LC | existing+tdp | BASE_COALFLEX | DELAYED_ESKOM_2035 | TRUE | TRUE | 40% | 100% | BASE_PMR1b | FS_2045 | BASE | BASE | BASE | LOW_PMR1b | 9.2% | BASE_PMR1b | FS_2045 | MOD_CNST | MTSAO_BQ | MOD_CNST | UNC | DIESEL_LNG | NO_MIN_GAS | NO_MIN_GAS | BASE | BASE | EAF_60 | none | BASE_PMR1b | IRP24_LOW | RES_MRGN_10 | BASE3
300 | S300 | 0 |  | pklein-DESKTOP2 | copt | copt | TRUE | TRUE | 0 | FALSE | none |  | TRUE | [2025, 2029]+list(range(2030,2051,5)) | range(2030,2051,2) | W_P50 | W_P50 | SL_0 | 1 | redz_corridors_eia | copt | LC | existing+tdp | BASE_COALFLEX | DELAYED_ESKOM_2035 | TRUE | TRUE | 40% | 50% | BASE_PMR1b | FS_2045 | BASE | BASE | BASE | LOW_PMR1b | 9.2% | BASE_PMR1b | FS_2045 | MOD_CNST | MTSAO_BQ | MOD_CNST | UNC | DIESEL_LNG | NO_MIN_GAS | NO_MIN_GAS | BASE | BASE | EAF_60 | none | BASE_PMR1b | IRP24_LOW | RES_MRGN_10 | BASE3
301 | S301 | 0 |  | pklein-DESKTOP2 | copt | copt | TRUE | TRUE | 0 | FALSE | none |  | TRUE | [2025, 2029]+list(range(2030,2051,5)) | range(2030,2051,2) | W_P50 | W_P50 | SL_1 | 1 | redz_corridors_eia | copt | LC | existing+tdp | BASE_COALFLEX | DELAYED_ESKOM_2035 | TRUE | TRUE | 70% | 150% | BASE_PMR1b | FS_2045 | BASE | BASE | BASE | LOW_PMR1b | 9.2% | BASE_PMR1b | FS_2045 | MOD_CNST | MTSAO_BQ | MOD_CNST | UNC | DIESEL_LNG | NO_MIN_GAS | NO_MIN_GAS | BASE | BASE | EAF_60 | none | BASE_PMR1b | IRP24_LOW | RES_MRGN_10 | BASE3
302 | S302 | 0 |  | pklein-DESKTOP2 | copt | copt | TRUE | TRUE | 0 | FALSE | none |  | TRUE | [2025, 2029]+list(range(2030,2051,5)) | range(2030,2051,2) | W_P50 | W_P50 | SL_1 | 1 | redz_corridors_eia | copt | LC | existing+tdp | BASE_COALFLEX | DELAYED_ESKOM_2035 | TRUE | TRUE | 70% | 100% | BASE_PMR1b | FS_2045 | BASE | BASE | BASE | LOW_PMR1b | 9.2% | BASE_PMR1b | FS_2045 | MOD_CNST | MTSAO_BQ | MOD_CNST | UNC | DIESEL_LNG | NO_MIN_GAS | NO_MIN_GAS | BASE | BASE | EAF_60 | none | BASE_PMR1b | IRP24_LOW | RES_MRGN_10 | BASE3
303 | S303 | 0 |  | pklein-DESKTOP2 | copt | copt | TRUE | TRUE | 0 | FALSE | none |  | TRUE | [2025, 2029]+list(range(2030,2051,5)) | range(2030,2051,2) | W_P50 | W_P50 | SL_1 | 1 | redz_corridors_eia | copt | LC | existing+tdp | BASE_COALFLEX | DELAYED_ESKOM_2035 | TRUE | TRUE | 70% | 50% | BASE_PMR1b | FS_2045 | BASE | BASE | BASE | LOW_PMR1b | 9.2% | BASE_PMR1b | FS_2045 | MOD_CNST | MTSAO_BQ | MOD_CNST | UNC | DIESEL_LNG | NO_MIN_GAS | NO_MIN_GAS | BASE | BASE | EAF_60 | none | BASE_PMR1b | IRP24_LOW | RES_MRGN_10 | BASE3
304 | S304 | 0 |  | pklein-DESKTOP2 | copt | copt | TRUE | TRUE | 0 | FALSE | none |  | TRUE | [2025, 2029]+list(range(2030,2051,5)) | range(2030,2051,2) | W_P50 | W_P50 | SL_1 | 1 | redz_corridors_eia | copt | LC | existing+tdp | BASE_COALFLEX | DELAYED_ESKOM_2035 | TRUE | TRUE | 60% | 150% | BASE_PMR1b | FS_2045 | BASE | BASE | BASE | LOW_PMR1b | 9.2% | BASE_PMR1b | FS_2045 | MOD_CNST | MTSAO_BQ | MOD_CNST | UNC | DIESEL_LNG | NO_MIN_GAS | NO_MIN_GAS | BASE | BASE | EAF_60 | none | BASE_PMR1b | IRP24_LOW | RES_MRGN_10 | BASE3
305 | S305 | 0 |  | pklein-DESKTOP2 | copt | copt | TRUE | TRUE | 0 | FALSE | none |  | TRUE | [2025, 2029]+list(range(2030,2051,5)) | range(2030,2051,2) | W_P50 | W_P50 | SL_1 | 1 | redz_corridors_eia | copt | LC | existing+tdp | BASE_COALFLEX | DELAYED_ESKOM_2035 | TRUE | TRUE | 60% | 100% | BASE_PMR1b | FS_2045 | BASE | BASE | BASE | LOW_PMR1b | 9.2% | BASE_PMR1b | FS_2045 | MOD_CNST | MTSAO_BQ | MOD_CNST | UNC | DIESEL_LNG | NO_MIN_GAS | NO_MIN_GAS | BASE | BASE | EAF_60 | none | BASE_PMR1b | IRP24_LOW | RES_MRGN_10 | BASE3
306 | S306 | 0 |  | pklein-DESKTOP2 | copt | copt | TRUE | TRUE | 0 | FALSE | none |  | TRUE | [2025, 2029]+list(range(2030,2051,5)) | range(2030,2051,2) | W_P50 | W_P50 | SL_1 | 1 | redz_corridors_eia | copt | LC | existing+tdp | BASE_COALFLEX | DELAYED_ESKOM_2035 | TRUE | TRUE | 60% | 50% | BASE_PMR1b | FS_2045 | BASE | BASE | BASE | LOW_PMR1b | 9.2% | BASE_PMR1b | FS_2045 | MOD_CNST | MTSAO_BQ | MOD_CNST | UNC | DIESEL_LNG | NO_MIN_GAS | NO_MIN_GAS | BASE | BASE | EAF_60 | none | BASE_PMR1b | IRP24_LOW | RES_MRGN_10 | BASE3
307 | S307 | 0 |  | pklein-DESKTOP2 | copt | copt | TRUE | TRUE | 0 | FALSE | none |  | TRUE | [2025, 2029]+list(range(2030,2051,5)) | range(2030,2051,2) | W_P50 | W_P50 | SL_1 | 1 | redz_corridors_eia | copt | LC | existing+tdp | BASE_COALFLEX | DELAYED_ESKOM_2035 | TRUE | TRUE | 50% | 150% | BASE_PMR1b | FS_2045 | BASE | BASE | BASE | LOW_PMR1b | 9.2% | BASE_PMR1b | FS_2045 | MOD_CNST | MTSAO_BQ | MOD_CNST | UNC | DIESEL_LNG | NO_MIN_GAS | NO_MIN_GAS | BASE | BASE | EAF_60 | none | BASE_PMR1b | IRP24_LOW | RES_MRGN_10 | BASE3
308 | S308 | 0 |  | pklein-DESKTOP2 | copt | copt | TRUE | TRUE | 0 | FALSE | none |  | TRUE | [2025, 2029]+list(range(2030,2051,5)) | range(2030,2051,2) | W_P50 | W_P50 | SL_1 | 1 | redz_corridors_eia | copt | LC | existing+tdp | BASE_COALFLEX | DELAYED_ESKOM_2035 | TRUE | TRUE | 50% | 100% | BASE_PMR1b | FS_2045 | BASE | BASE | BASE | LOW_PMR1b | 9.2% | BASE_PMR1b | FS_2045 | MOD_CNST | MTSAO_BQ | MOD_CNST | UNC | DIESEL_LNG | NO_MIN_GAS | NO_MIN_GAS | BASE | BASE | EAF_60 | none | BASE_PMR1b | IRP24_LOW | RES_MRGN_10 | BASE3
309 | S309 | 0 |  | pklein-DESKTOP2 | copt | copt | TRUE | TRUE | 0 | FALSE | none |  | TRUE | [2025, 2029]+list(range(2030,2051,5)) | range(2030,2051,2) | W_P50 | W_P50 | SL_1 | 1 | redz_corridors_eia | copt | LC | existing+tdp | BASE_COALFLEX | DELAYED_ESKOM_2035 | TRUE | TRUE | 50% | 50% | BASE_PMR1b | FS_2045 | BASE | BASE | BASE | LOW_PMR1b | 9.2% | BASE_PMR1b | FS_2045 | MOD_CNST | MTSAO_BQ | MOD_CNST | UNC | DIESEL_LNG | NO_MIN_GAS | NO_MIN_GAS | BASE | BASE | EAF_60 | none | BASE_PMR1b | IRP24_LOW | RES_MRGN_10 | BASE3
310 | S310 | 0 |  | pklein-DESKTOP2 | copt | copt | TRUE | TRUE | 0 | FALSE | none |  | TRUE | [2025, 2029]+list(range(2030,2051,5)) | range(2030,2051,2) | W_P50 | W_P50 | SL_1 | 1 | redz_corridors_eia | copt | LC | existing+tdp | BASE_COALFLEX | DELAYED_ESKOM_2035 | TRUE | TRUE | 40% | 150% | BASE_PMR1b | FS_2045 | BASE | BASE | BASE | LOW_PMR1b | 9.2% | BASE_PMR1b | FS_2045 | MOD_CNST | MTSAO_BQ | MOD_CNST | UNC | DIESEL_LNG | NO_MIN_GAS | NO_MIN_GAS | BASE | BASE | EAF_60 | none | BASE_PMR1b | IRP24_LOW | RES_MRGN_10 | BASE3
311 | S311 | 0 |  | pklein-DESKTOP2 | copt | copt | TRUE | TRUE | 0 | FALSE | none |  | TRUE | [2025, 2029]+list(range(2030,2051,5)) | range(2030,2051,2) | W_P50 | W_P50 | SL_1 | 1 | redz_corridors_eia | copt | LC | existing+tdp | BASE_COALFLEX | DELAYED_ESKOM_2035 | TRUE | TRUE | 40% | 100% | BASE_PMR1b | FS_2045 | BASE | BASE | BASE | LOW_PMR1b | 9.2% | BASE_PMR1b | FS_2045 | MOD_CNST | MTSAO_BQ | MOD_CNST | UNC | DIESEL_LNG | NO_MIN_GAS | NO_MIN_GAS | BASE | BASE | EAF_60 | none | BASE_PMR1b | IRP24_LOW | RES_MRGN_10 | BASE3
312 | S312 | 0 |  | pklein-DESKTOP2 | copt | copt | TRUE | TRUE | 0 | FALSE | none |  | TRUE | [2025, 2029]+list(range(2030,2051,5)) | range(2030,2051,2) | W_P50 | W_P50 | SL_1 | 1 | redz_corridors_eia | copt | LC | existing+tdp | BASE_COALFLEX | DELAYED_ESKOM_2035 | TRUE | TRUE | 40% | 50% | BASE_PMR1b | FS_2045 | BASE | BASE | BASE | LOW_PMR1b | 9.2% | BASE_PMR1b | FS_2045 | MOD_CNST | MTSAO_BQ | MOD_CNST | UNC | DIESEL_LNG | NO_MIN_GAS | NO_MIN_GAS | BASE | BASE | EAF_60 | none | BASE_PMR1b | IRP24_LOW | RES_MRGN_10 | BASE3
313 | S313 | 0 |  | pklein-DESKTOP2 | copt | copt | TRUE | TRUE | 0 | FALSE | none |  | TRUE | [2025, 2029]+list(range(2030,2051,5)) | range(2030,2051,2) | W_P50 | W_P50 | SL_6 | 1 | redz_corridors_eia | copt | LC | existing+tdp | BASE_COALFLEX | DELAYED_ESKOM_2035 | TRUE | TRUE | 70% | 150% | BASE_PMR1b | FS_2045 | BASE | BASE | BASE | LOW_PMR1b | 9.2% | BASE_PMR1b | FS_2045 | MOD_CNST | MTSAO_BQ | MOD_CNST | UNC | DIESEL_LNG | NO_MIN_GAS | NO_MIN_GAS | BASE | BASE | EAF_60 | none | BASE_PMR1b | IRP24_LOW | RES_MRGN_10 | BASE3
314 | S314 | 0 |  | pklein-DESKTOP2 | copt | copt | TRUE | TRUE | 0 | FALSE | none |  | TRUE | [2025, 2029]+list(range(2030,2051,5)) | range(2030,2051,2) | W_P50 | W_P50 | SL_6 | 1 | redz_corridors_eia | copt | LC | existing+tdp | BASE_COALFLEX | DELAYED_ESKOM_2035 | TRUE | TRUE | 70% | 100% | BASE_PMR1b | FS_2045 | BASE | BASE | BASE | LOW_PMR1b | 9.2% | BASE_PMR1b | FS_2045 | MOD_CNST | MTSAO_BQ | MOD_CNST | UNC | DIESEL_LNG | NO_MIN_GAS | NO_MIN_GAS | BASE | BASE | EAF_60 | none | BASE_PMR1b | IRP24_LOW | RES_MRGN_10 | BASE3
315 | S315 | 0 |  | pklein-DESKTOP2 | copt | copt | TRUE | TRUE | 0 | FALSE | none |  | TRUE | [2025, 2029]+list(range(2030,2051,5)) | range(2030,2051,2) | W_P50 | W_P50 | SL_6 | 1 | redz_corridors_eia | copt | LC | existing+tdp | BASE_COALFLEX | DELAYED_ESKOM_2035 | TRUE | TRUE | 70% | 50% | BASE_PMR1b | FS_2045 | BASE | BASE | BASE | LOW_PMR1b | 9.2% | BASE_PMR1b | FS_2045 | MOD_CNST | MTSAO_BQ | MOD_CNST | UNC | DIESEL_LNG | NO_MIN_GAS | NO_MIN_GAS | BASE | BASE | EAF_60 | none | BASE_PMR1b | IRP24_LOW | RES_MRGN_10 | BASE3
316 | S316 | 0 |  | pklein-DESKTOP2 | copt | copt | TRUE | TRUE | 0 | FALSE | none |  | TRUE | [2025, 2029]+list(range(2030,2051,5)) | range(2030,2051,2) | W_P50 | W_P50 | SL_6 | 1 | redz_corridors_eia | copt | LC | existing+tdp | BASE_COALFLEX | DELAYED_ESKOM_2035 | TRUE | TRUE | 60% | 150% | BASE_PMR1b | FS_2045 | BASE | BASE | BASE | LOW_PMR1b | 9.2% | BASE_PMR1b | FS_2045 | MOD_CNST | MTSAO_BQ | MOD_CNST | UNC | DIESEL_LNG | NO_MIN_GAS | NO_MIN_GAS | BASE | BASE | EAF_60 | none | BASE_PMR1b | IRP24_LOW | RES_MRGN_10 | BASE3
317 | S317 | 0 |  | pklein-DESKTOP2 | copt | copt | TRUE | TRUE | 0 | FALSE | none |  | TRUE | [2025, 2029]+list(range(2030,2051,5)) | range(2030,2051,2) | W_P50 | W_P50 | SL_6 | 1 | redz_corridors_eia | copt | LC | existing+tdp | BASE_COALFLEX | DELAYED_ESKOM_2035 | TRUE | TRUE | 60% | 100% | BASE_PMR1b | FS_2045 | BASE | BASE | BASE | LOW_PMR1b | 9.2% | BASE_PMR1b | FS_2045 | MOD_CNST | MTSAO_BQ | MOD_CNST | UNC | DIESEL_LNG | NO_MIN_GAS | NO_MIN_GAS | BASE | BASE | EAF_60 | none | BASE_PMR1b | IRP24_LOW | RES_MRGN_10 | BASE3
318 | S318 | 0 |  | pklein-DESKTOP2 | copt | copt | TRUE | TRUE | 0 | FALSE | none |  | TRUE | [2025, 2029]+list(range(2030,2051,5)) | range(2030,2051,2) | W_P50 | W_P50 | SL_6 | 1 | redz_corridors_eia | copt | LC | existing+tdp | BASE_COALFLEX | DELAYED_ESKOM_2035 | TRUE | TRUE | 60% | 50% | BASE_PMR1b | FS_2045 | BASE | BASE | BASE | LOW_PMR1b | 9.2% | BASE_PMR1b | FS_2045 | MOD_CNST | MTSAO_BQ | MOD_CNST | UNC | DIESEL_LNG | NO_MIN_GAS | NO_MIN_GAS | BASE | BASE | EAF_60 | none | BASE_PMR1b | IRP24_LOW | RES_MRGN_10 | BASE3
319 | S319 | 0 |  | pklein-DESKTOP2 | copt | copt | TRUE | TRUE | 0 | FALSE | none |  | TRUE | [2025, 2029]+list(range(2030,2051,5)) | range(2030,2051,2) | W_P50 | W_P50 | SL_6 | 1 | redz_corridors_eia | copt | LC | existing+tdp | BASE_COALFLEX | DELAYED_ESKOM_2035 | TRUE | TRUE | 50% | 150% | BASE_PMR1b | FS_2045 | BASE | BASE | BASE | LOW_PMR1b | 9.2% | BASE_PMR1b | FS_2045 | MOD_CNST | MTSAO_BQ | MOD_CNST | UNC | DIESEL_LNG | NO_MIN_GAS | NO_MIN_GAS | BASE | BASE | EAF_60 | none | BASE_PMR1b | IRP24_LOW | RES_MRGN_10 | BASE3
320 | S320 | 0 |  | pklein-DESKTOP2 | copt | copt | TRUE | TRUE | 0 | FALSE | none |  | TRUE | [2025, 2029]+list(range(2030,2051,5)) | range(2030,2051,2) | W_P50 | W_P50 | SL_6 | 1 | redz_corridors_eia | copt | LC | existing+tdp | BASE_COALFLEX | DELAYED_ESKOM_2035 | TRUE | TRUE | 50% | 100% | BASE_PMR1b | FS_2045 | BASE | BASE | BASE | LOW_PMR1b | 9.2% | BASE_PMR1b | FS_2045 | MOD_CNST | MTSAO_BQ | MOD_CNST | UNC | DIESEL_LNG | NO_MIN_GAS | NO_MIN_GAS | BASE | BASE | EAF_60 | none | BASE_PMR1b | IRP24_LOW | RES_MRGN_10 | BASE3
321 | S321 | 0 |  | pklein-DESKTOP2 | copt | copt | TRUE | TRUE | 0 | FALSE | none |  | TRUE | [2025, 2029]+list(range(2030,2051,5)) | range(2030,2051,2) | W_P50 | W_P50 | SL_6 | 1 | redz_corridors_eia | copt | LC | existing+tdp | BASE_COALFLEX | DELAYED_ESKOM_2035 | TRUE | TRUE | 50% | 50% | BASE_PMR1b | FS_2045 | BASE | BASE | BASE | LOW_PMR1b | 9.2% | BASE_PMR1b | FS_2045 | MOD_CNST | MTSAO_BQ | MOD_CNST | UNC | DIESEL_LNG | NO_MIN_GAS | NO_MIN_GAS | BASE | BASE | EAF_60 | none | BASE_PMR1b | IRP24_LOW | RES_MRGN_10 | BASE3
322 | S322 | 0 |  | pklein-DESKTOP2 | copt | copt | TRUE | TRUE | 0 | FALSE | none |  | TRUE | [2025, 2029]+list(range(2030,2051,5)) | range(2030,2051,2) | W_P50 | W_P50 | SL_6 | 1 | redz_corridors_eia | copt | LC | existing+tdp | BASE_COALFLEX | DELAYED_ESKOM_2035 | TRUE | TRUE | 40% | 150% | BASE_PMR1b | FS_2045 | BASE | BASE | BASE | LOW_PMR1b | 9.2% | BASE_PMR1b | FS_2045 | MOD_CNST | MTSAO_BQ | MOD_CNST | UNC | DIESEL_LNG | NO_MIN_GAS | NO_MIN_GAS | BASE | BASE | EAF_60 | none | BASE_PMR1b | IRP24_LOW | RES_MRGN_10 | BASE3
323 | S323 | 0 |  | pklein-DESKTOP2 | copt | copt | TRUE | TRUE | 0 | FALSE | none |  | TRUE | [2025, 2029]+list(range(2030,2051,5)) | range(2030,2051,2) | W_P50 | W_P50 | SL_6 | 1 | redz_corridors_eia | copt | LC | existing+tdp | BASE_COALFLEX | DELAYED_ESKOM_2035 | TRUE | TRUE | 40% | 100% | BASE_PMR1b | FS_2045 | BASE | BASE | BASE | LOW_PMR1b | 9.2% | BASE_PMR1b | FS_2045 | MOD_CNST | MTSAO_BQ | MOD_CNST | UNC | DIESEL_LNG | NO_MIN_GAS | NO_MIN_GAS | BASE | BASE | EAF_60 | none | BASE_PMR1b | IRP24_LOW | RES_MRGN_10 | BASE3
324 | S324 | 0 |  | pklein-DESKTOP2 | copt | copt | TRUE | TRUE | 0 | FALSE | none |  | TRUE | [2025, 2029]+list(range(2030,2051,5)) | range(2030,2051,2) | W_P50 | W_P50 | SL_6 | 1 | redz_corridors_eia | copt | LC | existing+tdp | BASE_COALFLEX | DELAYED_ESKOM_2035 | TRUE | TRUE | 40% | 50% | BASE_PMR1b | FS_2045 | BASE | BASE | BASE | LOW_PMR1b | 9.2% | BASE_PMR1b | FS_2045 | MOD_CNST | MTSAO_BQ | MOD_CNST | UNC | DIESEL_LNG | NO_MIN_GAS | NO_MIN_GAS | BASE | BASE | EAF_60 | none | BASE_PMR1b | IRP24_LOW | RES_MRGN_10 | BASE3
325 | S325 | 0 |  | pklein-DESKTOP2 | copt | copt | TRUE | TRUE | 0 | FALSE | none |  | TRUE | [2025, 2029]+list(range(2030,2051,5)) | range(2030,2051,2) | W_P50 | W_P50 | SL_12 | 1 | redz_corridors_eia | copt | LC | existing+tdp | BASE_COALFLEX | DELAYED_ESKOM_2035 | TRUE | TRUE | 70% | 150% | BASE_PMR1b | FS_2045 | BASE | BASE | BASE | LOW_PMR1b | 9.2% | BASE_PMR1b | FS_2045 | MOD_CNST | MTSAO_BQ | MOD_CNST | UNC | DIESEL_LNG | NO_MIN_GAS | NO_MIN_GAS | BASE | BASE | EAF_60 | none | BASE_PMR1b | IRP24_LOW | RES_MRGN_10 | BASE3
326 | S326 | 0 |  | pklein-DESKTOP2 | copt | copt | TRUE | TRUE | 0 | FALSE | none |  | TRUE | [2025, 2029]+list(range(2030,2051,5)) | range(2030,2051,2) | W_P50 | W_P50 | SL_12 | 1 | redz_corridors_eia | copt | LC | existing+tdp | BASE_COALFLEX | DELAYED_ESKOM_2035 | TRUE | TRUE | 70% | 100% | BASE_PMR1b | FS_2045 | BASE | BASE | BASE | LOW_PMR1b | 9.2% | BASE_PMR1b | FS_2045 | MOD_CNST | MTSAO_BQ | MOD_CNST | UNC | DIESEL_LNG | NO_MIN_GAS | NO_MIN_GAS | BASE | BASE | EAF_60 | none | BASE_PMR1b | IRP24_LOW | RES_MRGN_10 | BASE3
327 | S327 | 0 |  | pklein-DESKTOP2 | copt | copt | TRUE | TRUE | 0 | FALSE | none |  | TRUE | [2025, 2029]+list(range(2030,2051,5)) | range(2030,2051,2) | W_P50 | W_P50 | SL_12 | 1 | redz_corridors_eia | copt | LC | existing+tdp | BASE_COALFLEX | DELAYED_ESKOM_2035 | TRUE | TRUE | 70% | 50% | BASE_PMR1b | FS_2045 | BASE | BASE | BASE | LOW_PMR1b | 9.2% | BASE_PMR1b | FS_2045 | MOD_CNST | MTSAO_BQ | MOD_CNST | UNC | DIESEL_LNG | NO_MIN_GAS | NO_MIN_GAS | BASE | BASE | EAF_60 | none | BASE_PMR1b | IRP24_LOW | RES_MRGN_10 | BASE3
328 | S328 | 0 |  | pklein-DESKTOP2 | copt | copt | TRUE | TRUE | 0 | FALSE | none |  | TRUE | [2025, 2029]+list(range(2030,2051,5)) | range(2030,2051,2) | W_P50 | W_P50 | SL_12 | 1 | redz_corridors_eia | copt | LC | existing+tdp | BASE_COALFLEX | DELAYED_ESKOM_2035 | TRUE | TRUE | 60% | 150% | BASE_PMR1b | FS_2045 | BASE | BASE | BASE | LOW_PMR1b | 9.2% | BASE_PMR1b | FS_2045 | MOD_CNST | MTSAO_BQ | MOD_CNST | UNC | DIESEL_LNG | NO_MIN_GAS | NO_MIN_GAS | BASE | BASE | EAF_60 | none | BASE_PMR1b | IRP24_LOW | RES_MRGN_10 | BASE3
329 | S329 | 0 |  | pklein-DESKTOP2 | copt | copt | TRUE | TRUE | 0 | FALSE | none |  | TRUE | [2025, 2029]+list(range(2030,2051,5)) | range(2030,2051,2) | W_P50 | W_P50 | SL_12 | 1 | redz_corridors_eia | copt | LC | existing+tdp | BASE_COALFLEX | DELAYED_ESKOM_2035 | TRUE | TRUE | 60% | 100% | BASE_PMR1b | FS_2045 | BASE | BASE | BASE | LOW_PMR1b | 9.2% | BASE_PMR1b | FS_2045 | MOD_CNST | MTSAO_BQ | MOD_CNST | UNC | DIESEL_LNG | NO_MIN_GAS | NO_MIN_GAS | BASE | BASE | EAF_60 | none | BASE_PMR1b | IRP24_LOW | RES_MRGN_10 | BASE3
330 | S330 | 0 |  | pklein-DESKTOP2 | copt | copt | TRUE | TRUE | 0 | FALSE | none |  | TRUE | [2025, 2029]+list(range(2030,2051,5)) | range(2030,2051,2) | W_P50 | W_P50 | SL_12 | 1 | redz_corridors_eia | copt | LC | existing+tdp | BASE_COALFLEX | DELAYED_ESKOM_2035 | TRUE | TRUE | 60% | 50% | BASE_PMR1b | FS_2045 | BASE | BASE | BASE | LOW_PMR1b | 9.2% | BASE_PMR1b | FS_2045 | MOD_CNST | MTSAO_BQ | MOD_CNST | UNC | DIESEL_LNG | NO_MIN_GAS | NO_MIN_GAS | BASE | BASE | EAF_60 | none | BASE_PMR1b | IRP24_LOW | RES_MRGN_10 | BASE3
331 | S331 | 0 |  | pklein-DESKTOP2 | copt | copt | TRUE | TRUE | 0 | FALSE | none |  | TRUE | [2025, 2029]+list(range(2030,2051,5)) | range(2030,2051,2) | W_P50 | W_P50 | SL_12 | 1 | redz_corridors_eia | copt | LC | existing+tdp | BASE_COALFLEX | DELAYED_ESKOM_2035 | TRUE | TRUE | 50% | 150% | BASE_PMR1b | FS_2045 | BASE | BASE | BASE | LOW_PMR1b | 9.2% | BASE_PMR1b | FS_2045 | MOD_CNST | MTSAO_BQ | MOD_CNST | UNC | DIESEL_LNG | NO_MIN_GAS | NO_MIN_GAS | BASE | BASE | EAF_60 | none | BASE_PMR1b | IRP24_LOW | RES_MRGN_10 | BASE3
332 | S332 | 0 |  | pklein-DESKTOP2 | copt | copt | TRUE | TRUE | 0 | FALSE | none |  | TRUE | [2025, 2029]+list(range(2030,2051,5)) | range(2030,2051,2) | W_P50 | W_P50 | SL_12 | 1 | redz_corridors_eia | copt | LC | existing+tdp | BASE_COALFLEX | DELAYED_ESKOM_2035 | TRUE | TRUE | 50% | 100% | BASE_PMR1b | FS_2045 | BASE | BASE | BASE | LOW_PMR1b | 9.2% | BASE_PMR1b | FS_2045 | MOD_CNST | MTSAO_BQ | MOD_CNST | UNC | DIESEL_LNG | NO_MIN_GAS | NO_MIN_GAS | BASE | BASE | EAF_60 | none | BASE_PMR1b | IRP24_LOW | RES_MRGN_10 | BASE3
333 | S333 | 0 |  | pklein-DESKTOP2 | copt | copt | TRUE | TRUE | 0 | FALSE | none |  | TRUE | [2025, 2029]+list(range(2030,2051,5)) | range(2030,2051,2) | W_P50 | W_P50 | SL_12 | 1 | redz_corridors_eia | copt | LC | existing+tdp | BASE_COALFLEX | DELAYED_ESKOM_2035 | TRUE | TRUE | 50% | 50% | BASE_PMR1b | FS_2045 | BASE | BASE | BASE | LOW_PMR1b | 9.2% | BASE_PMR1b | FS_2045 | MOD_CNST | MTSAO_BQ | MOD_CNST | UNC | DIESEL_LNG | NO_MIN_GAS | NO_MIN_GAS | BASE | BASE | EAF_60 | none | BASE_PMR1b | IRP24_LOW | RES_MRGN_10 | BASE3
334 | S334 | 0 |  | pklein-DESKTOP2 | copt | copt | TRUE | TRUE | 0 | FALSE | none |  | TRUE | [2025, 2029]+list(range(2030,2051,5)) | range(2030,2051,2) | W_P50 | W_P50 | SL_12 | 1 | redz_corridors_eia | copt | LC | existing+tdp | BASE_COALFLEX | DELAYED_ESKOM_2035 | TRUE | TRUE | 40% | 150% | BASE_PMR1b | FS_2045 | BASE | BASE | BASE | LOW_PMR1b | 9.2% | BASE_PMR1b | FS_2045 | MOD_CNST | MTSAO_BQ | MOD_CNST | UNC | DIESEL_LNG | NO_MIN_GAS | NO_MIN_GAS | BASE | BASE | EAF_60 | none | BASE_PMR1b | IRP24_LOW | RES_MRGN_10 | BASE3
335 | S335 | 0 |  | pklein-DESKTOP2 | copt | copt | TRUE | TRUE | 0 | FALSE | none |  | TRUE | [2025, 2029]+list(range(2030,2051,5)) | range(2030,2051,2) | W_P50 | W_P50 | SL_12 | 1 | redz_corridors_eia | copt | LC | existing+tdp | BASE_COALFLEX | DELAYED_ESKOM_2035 | TRUE | TRUE | 40% | 100% | BASE_PMR1b | FS_2045 | BASE | BASE | BASE | LOW_PMR1b | 9.2% | BASE_PMR1b | FS_2045 | MOD_CNST | MTSAO_BQ | MOD_CNST | UNC | DIESEL_LNG | NO_MIN_GAS | NO_MIN_GAS | BASE | BASE | EAF_60 | none | BASE_PMR1b | IRP24_LOW | RES_MRGN_10 | BASE3
336 | S336 | 0 |  | pklein-DESKTOP2 | copt | copt | TRUE | TRUE | 0 | FALSE | none |  | TRUE | [2025, 2029]+list(range(2030,2051,5)) | range(2030,2051,2) | W_P50 | W_P50 | SL_12 | 1 | redz_corridors_eia | copt | LC | existing+tdp | BASE_COALFLEX | DELAYED_ESKOM_2035 | TRUE | TRUE | 40% | 50% | BASE_PMR1b | FS_2045 | BASE | BASE | BASE | LOW_PMR1b | 9.2% | BASE_PMR1b | FS_2045 | MOD_CNST | MTSAO_BQ | MOD_CNST | UNC | DIESEL_LNG | NO_MIN_GAS | NO_MIN_GAS | BASE | BASE | EAF_60 | none | BASE_PMR1b | IRP24_LOW | RES_MRGN_10 | BASE3
337 | S337 | 0 |  | pklein-DESKTOP | copt | copt | TRUE | TRUE | 0 | FALSE | none |  | TRUE | [2025, 2029]+list(range(2030,2051,5)) | range(2030,2051,2) | W_P50 | W_P50 | SL_0 | 1 | redz_corridors_eia | copt | LC | existing+tdp | BASE_COALFLEX | DELAYED_ESKOM_2035 | TRUE | FALSE | 70% | 150% | BASE_PMR1b | FS_2045 | BASE | BASE | BASE | LOW_PMR1b | 9.2% | BASE_PMR1b | FS_2045 | MOD_CNST | MTSAO_BQ | MOD_CNST | UNC | DIESEL_LNG | NO_MIN_GAS | NO_MIN_GAS | BASE | BASE | EAF_60 | none | BASE_PMR1b | IRP24_LOW | RES_MRGN_10 | BASE3
338 | S338 | 0 |  | pklein-DESKTOP | copt | copt | TRUE | TRUE | 0 | FALSE | none |  | TRUE | [2025, 2029]+list(range(2030,2051,5)) | range(2030,2051,2) | W_P50 | W_P50 | SL_0 | 1 | redz_corridors_eia | copt | LC | existing+tdp | BASE_COALFLEX | DELAYED_ESKOM_2035 | TRUE | FALSE | 70% | 100% | BASE_PMR1b | FS_2045 | BASE | BASE | BASE | LOW_PMR1b | 9.2% | BASE_PMR1b | FS_2045 | MOD_CNST | MTSAO_BQ | MOD_CNST | UNC | DIESEL_LNG | NO_MIN_GAS | NO_MIN_GAS | BASE | BASE | EAF_60 | none | BASE_PMR1b | IRP24_LOW | RES_MRGN_10 | BASE3
339 | S339 | 0 |  | pklein-DESKTOP | copt | copt | TRUE | TRUE | 0 | FALSE | none |  | TRUE | [2025, 2029]+list(range(2030,2051,5)) | range(2030,2051,2) | W_P50 | W_P50 | SL_0 | 1 | redz_corridors_eia | copt | LC | existing+tdp | BASE_COALFLEX | DELAYED_ESKOM_2035 | TRUE | FALSE | 70% | 50% | BASE_PMR1b | FS_2045 | BASE | BASE | BASE | LOW_PMR1b | 9.2% | BASE_PMR1b | FS_2045 | MOD_CNST | MTSAO_BQ | MOD_CNST | UNC | DIESEL_LNG | NO_MIN_GAS | NO_MIN_GAS | BASE | BASE | EAF_60 | none | BASE_PMR1b | IRP24_LOW | RES_MRGN_10 | BASE3
340 | S340 | 0 |  | pklein-DESKTOP | copt | copt | TRUE | TRUE | 0 | FALSE | none |  | TRUE | [2025, 2029]+list(range(2030,2051,5)) | range(2030,2051,2) | W_P50 | W_P50 | SL_0 | 1 | redz_corridors_eia | copt | LC | existing+tdp | BASE_COALFLEX | DELAYED_ESKOM_2035 | TRUE | FALSE | 60% | 150% | BASE_PMR1b | FS_2045 | BASE | BASE | BASE | LOW_PMR1b | 9.2% | BASE_PMR1b | FS_2045 | MOD_CNST | MTSAO_BQ | MOD_CNST | UNC | DIESEL_LNG | NO_MIN_GAS | NO_MIN_GAS | BASE | BASE | EAF_60 | none | BASE_PMR1b | IRP24_LOW | RES_MRGN_10 | BASE3
341 | S341 | 0 |  | pklein-DESKTOP | copt | copt | TRUE | TRUE | 0 | FALSE | none |  | TRUE | [2025, 2029]+list(range(2030,2051,5)) | range(2030,2051,2) | W_P50 | W_P50 | SL_0 | 1 | redz_corridors_eia | copt | LC | existing+tdp | BASE_COALFLEX | DELAYED_ESKOM_2035 | TRUE | FALSE | 60% | 100% | BASE_PMR1b | FS_2045 | BASE | BASE | BASE | LOW_PMR1b | 9.2% | BASE_PMR1b | FS_2045 | MOD_CNST | MTSAO_BQ | MOD_CNST | UNC | DIESEL_LNG | NO_MIN_GAS | NO_MIN_GAS | BASE | BASE | EAF_60 | none | BASE_PMR1b | IRP24_LOW | RES_MRGN_10 | BASE3
342 | S342 | 0 |  | pklein-DESKTOP | copt | copt | TRUE | TRUE | 0 | FALSE | none |  | TRUE | [2025, 2029]+list(range(2030,2051,5)) | range(2030,2051,2) | W_P50 | W_P50 | SL_0 | 1 | redz_corridors_eia | copt | LC | existing+tdp | BASE_COALFLEX | DELAYED_ESKOM_2035 | TRUE | FALSE | 60% | 50% | BASE_PMR1b | FS_2045 | BASE | BASE | BASE | LOW_PMR1b | 9.2% | BASE_PMR1b | FS_2045 | MOD_CNST | MTSAO_BQ | MOD_CNST | UNC | DIESEL_LNG | NO_MIN_GAS | NO_MIN_GAS | BASE | BASE | EAF_60 | none | BASE_PMR1b | IRP24_LOW | RES_MRGN_10 | BASE3
343 | S343 | 0 |  | pklein-DESKTOP | copt | copt | TRUE | TRUE | 0 | FALSE | none |  | TRUE | [2025, 2029]+list(range(2030,2051,5)) | range(2030,2051,2) | W_P50 | W_P50 | SL_0 | 1 | redz_corridors_eia | copt | LC | existing+tdp | BASE_COALFLEX | DELAYED_ESKOM_2035 | TRUE | FALSE | 50% | 150% | BASE_PMR1b | FS_2045 | BASE | BASE | BASE | LOW_PMR1b | 9.2% | BASE_PMR1b | FS_2045 | MOD_CNST | MTSAO_BQ | MOD_CNST | UNC | DIESEL_LNG | NO_MIN_GAS | NO_MIN_GAS | BASE | BASE | EAF_60 | none | BASE_PMR1b | IRP24_LOW | RES_MRGN_10 | BASE3
344 | S344 | 0 |  | pklein-DESKTOP | copt | copt | TRUE | TRUE | 0 | FALSE | none |  | TRUE | [2025, 2029]+list(range(2030,2051,5)) | range(2030,2051,2) | W_P50 | W_P50 | SL_0 | 1 | redz_corridors_eia | copt | LC | existing+tdp | BASE_COALFLEX | DELAYED_ESKOM_2035 | TRUE | FALSE | 50% | 100% | BASE_PMR1b | FS_2045 | BASE | BASE | BASE | LOW_PMR1b | 9.2% | BASE_PMR1b | FS_2045 | MOD_CNST | MTSAO_BQ | MOD_CNST | UNC | DIESEL_LNG | NO_MIN_GAS | NO_MIN_GAS | BASE | BASE | EAF_60 | none | BASE_PMR1b | IRP24_LOW | RES_MRGN_10 | BASE3
345 | S345 | 0 |  | pklein-DESKTOP | copt | copt | TRUE | TRUE | 0 | FALSE | none |  | TRUE | [2025, 2029]+list(range(2030,2051,5)) | range(2030,2051,2) | W_P50 | W_P50 | SL_0 | 1 | redz_corridors_eia | copt | LC | existing+tdp | BASE_COALFLEX | DELAYED_ESKOM_2035 | TRUE | FALSE | 50% | 50% | BASE_PMR1b | FS_2045 | BASE | BASE | BASE | LOW_PMR1b | 9.2% | BASE_PMR1b | FS_2045 | MOD_CNST | MTSAO_BQ | MOD_CNST | UNC | DIESEL_LNG | NO_MIN_GAS | NO_MIN_GAS | BASE | BASE | EAF_60 | none | BASE_PMR1b | IRP24_LOW | RES_MRGN_10 | BASE3
346 | S346 | 0 |  | pklein-DESKTOP | copt | copt | TRUE | TRUE | 0 | FALSE | none |  | TRUE | [2025, 2029]+list(range(2030,2051,5)) | range(2030,2051,2) | W_P50 | W_P50 | SL_0 | 1 | redz_corridors_eia | copt | LC | existing+tdp | BASE_COALFLEX | DELAYED_ESKOM_2035 | TRUE | FALSE | 40% | 150% | BASE_PMR1b | FS_2045 | BASE | BASE | BASE | LOW_PMR1b | 9.2% | BASE_PMR1b | FS_2045 | MOD_CNST | MTSAO_BQ | MOD_CNST | UNC | DIESEL_LNG | NO_MIN_GAS | NO_MIN_GAS | BASE | BASE | EAF_60 | none | BASE_PMR1b | IRP24_LOW | RES_MRGN_10 | BASE3
347 | S347 | 0 |  | pklein-DESKTOP | copt | copt | TRUE | TRUE | 0 | FALSE | none |  | TRUE | [2025, 2029]+list(range(2030,2051,5)) | range(2030,2051,2) | W_P50 | W_P50 | SL_0 | 1 | redz_corridors_eia | copt | LC | existing+tdp | BASE_COALFLEX | DELAYED_ESKOM_2035 | TRUE | FALSE | 40% | 100% | BASE_PMR1b | FS_2045 | BASE | BASE | BASE | LOW_PMR1b | 9.2% | BASE_PMR1b | FS_2045 | MOD_CNST | MTSAO_BQ | MOD_CNST | UNC | DIESEL_LNG | NO_MIN_GAS | NO_MIN_GAS | BASE | BASE | EAF_60 | none | BASE_PMR1b | IRP24_LOW | RES_MRGN_10 | BASE3
348 | S348 | 0 |  | pklein-DESKTOP | copt | copt | TRUE | TRUE | 0 | FALSE | none |  | TRUE | [2025, 2029]+list(range(2030,2051,5)) | range(2030,2051,2) | W_P50 | W_P50 | SL_0 | 1 | redz_corridors_eia | copt | LC | existing+tdp | BASE_COALFLEX | DELAYED_ESKOM_2035 | TRUE | FALSE | 40% | 50% | BASE_PMR1b | FS_2045 | BASE | BASE | BASE | LOW_PMR1b | 9.2% | BASE_PMR1b | FS_2045 | MOD_CNST | MTSAO_BQ | MOD_CNST | UNC | DIESEL_LNG | NO_MIN_GAS | NO_MIN_GAS | BASE | BASE | EAF_60 | none | BASE_PMR1b | IRP24_LOW | RES_MRGN_10 | BASE3
349 | S349 | 0 |  | pklein-DESKTOP | copt | copt | TRUE | TRUE | 0 | FALSE | none |  | TRUE | [2025, 2029]+list(range(2030,2051,5)) | range(2030,2051,2) | W_P50 | W_P50 | SL_1 | 1 | redz_corridors_eia | copt | LC | existing+tdp | BASE_COALFLEX | DELAYED_ESKOM_2035 | TRUE | FALSE | 70% | 150% | BASE_PMR1b | FS_2045 | BASE | BASE | BASE | LOW_PMR1b | 9.2% | BASE_PMR1b | FS_2045 | MOD_CNST | MTSAO_BQ | MOD_CNST | UNC | DIESEL_LNG | NO_MIN_GAS | NO_MIN_GAS | BASE | BASE | EAF_60 | none | BASE_PMR1b | IRP24_LOW | RES_MRGN_10 | BASE3
350 | S350 | 0 |  | pklein-DESKTOP | copt | copt | TRUE | TRUE | 0 | FALSE | none |  | TRUE | [2025, 2029]+list(range(2030,2051,5)) | range(2030,2051,2) | W_P50 | W_P50 | SL_1 | 1 | redz_corridors_eia | copt | LC | existing+tdp | BASE_COALFLEX | DELAYED_ESKOM_2035 | TRUE | FALSE | 70% | 100% | BASE_PMR1b | FS_2045 | BASE | BASE | BASE | LOW_PMR1b | 9.2% | BASE_PMR1b | FS_2045 | MOD_CNST | MTSAO_BQ | MOD_CNST | UNC | DIESEL_LNG | NO_MIN_GAS | NO_MIN_GAS | BASE | BASE | EAF_60 | none | BASE_PMR1b | IRP24_LOW | RES_MRGN_10 | BASE3
351 | S351 | 0 |  | pklein-DESKTOP | copt | copt | TRUE | TRUE | 0 | FALSE | none |  | TRUE | [2025, 2029]+list(range(2030,2051,5)) | range(2030,2051,2) | W_P50 | W_P50 | SL_1 | 1 | redz_corridors_eia | copt | LC | existing+tdp | BASE_COALFLEX | DELAYED_ESKOM_2035 | TRUE | FALSE | 70% | 50% | BASE_PMR1b | FS_2045 | BASE | BASE | BASE | LOW_PMR1b | 9.2% | BASE_PMR1b | FS_2045 | MOD_CNST | MTSAO_BQ | MOD_CNST | UNC | DIESEL_LNG | NO_MIN_GAS | NO_MIN_GAS | BASE | BASE | EAF_60 | none | BASE_PMR1b | IRP24_LOW | RES_MRGN_10 | BASE3
352 | S352 | 0 |  | pklein-DESKTOP | copt | copt | TRUE | TRUE | 0 | FALSE | none |  | TRUE | [2025, 2029]+list(range(2030,2051,5)) | range(2030,2051,2) | W_P50 | W_P50 | SL_1 | 1 | redz_corridors_eia | copt | LC | existing+tdp | BASE_COALFLEX | DELAYED_ESKOM_2035 | TRUE | FALSE | 60% | 150% | BASE_PMR1b | FS_2045 | BASE | BASE | BASE | LOW_PMR1b | 9.2% | BASE_PMR1b | FS_2045 | MOD_CNST | MTSAO_BQ | MOD_CNST | UNC | DIESEL_LNG | NO_MIN_GAS | NO_MIN_GAS | BASE | BASE | EAF_60 | none | BASE_PMR1b | IRP24_LOW | RES_MRGN_10 | BASE3
353 | S353 | 0 |  | pklein-DESKTOP | copt | copt | TRUE | TRUE | 0 | FALSE | none |  | TRUE | [2025, 2029]+list(range(2030,2051,5)) | range(2030,2051,2) | W_P50 | W_P50 | SL_1 | 1 | redz_corridors_eia | copt | LC | existing+tdp | BASE_COALFLEX | DELAYED_ESKOM_2035 | TRUE | FALSE | 60% | 100% | BASE_PMR1b | FS_2045 | BASE | BASE | BASE | LOW_PMR1b | 9.2% | BASE_PMR1b | FS_2045 | MOD_CNST | MTSAO_BQ | MOD_CNST | UNC | DIESEL_LNG | NO_MIN_GAS | NO_MIN_GAS | BASE | BASE | EAF_60 | none | BASE_PMR1b | IRP24_LOW | RES_MRGN_10 | BASE3
354 | S354 | 0 |  | pklein-DESKTOP | copt | copt | TRUE | TRUE | 0 | FALSE | none |  | TRUE | [2025, 2029]+list(range(2030,2051,5)) | range(2030,2051,2) | W_P50 | W_P50 | SL_1 | 1 | redz_corridors_eia | copt | LC | existing+tdp | BASE_COALFLEX | DELAYED_ESKOM_2035 | TRUE | FALSE | 60% | 50% | BASE_PMR1b | FS_2045 | BASE | BASE | BASE | LOW_PMR1b | 9.2% | BASE_PMR1b | FS_2045 | MOD_CNST | MTSAO_BQ | MOD_CNST | UNC | DIESEL_LNG | NO_MIN_GAS | NO_MIN_GAS | BASE | BASE | EAF_60 | none | BASE_PMR1b | IRP24_LOW | RES_MRGN_10 | BASE3
355 | S355 | 0 |  | pklein-DESKTOP | copt | copt | TRUE | TRUE | 0 | FALSE | none |  | TRUE | [2025, 2029]+list(range(2030,2051,5)) | range(2030,2051,2) | W_P50 | W_P50 | SL_1 | 1 | redz_corridors_eia | copt | LC | existing+tdp | BASE_COALFLEX | DELAYED_ESKOM_2035 | TRUE | FALSE | 50% | 150% | BASE_PMR1b | FS_2045 | BASE | BASE | BASE | LOW_PMR1b | 9.2% | BASE_PMR1b | FS_2045 | MOD_CNST | MTSAO_BQ | MOD_CNST | UNC | DIESEL_LNG | NO_MIN_GAS | NO_MIN_GAS | BASE | BASE | EAF_60 | none | BASE_PMR1b | IRP24_LOW | RES_MRGN_10 | BASE3
356 | S356 | 0 |  | pklein-DESKTOP | copt | copt | TRUE | TRUE | 0 | FALSE | none |  | TRUE | [2025, 2029]+list(range(2030,2051,5)) | range(2030,2051,2) | W_P50 | W_P50 | SL_1 | 1 | redz_corridors_eia | copt | LC | existing+tdp | BASE_COALFLEX | DELAYED_ESKOM_2035 | TRUE | FALSE | 50% | 100% | BASE_PMR1b | FS_2045 | BASE | BASE | BASE | LOW_PMR1b | 9.2% | BASE_PMR1b | FS_2045 | MOD_CNST | MTSAO_BQ | MOD_CNST | UNC | DIESEL_LNG | NO_MIN_GAS | NO_MIN_GAS | BASE | BASE | EAF_60 | none | BASE_PMR1b | IRP24_LOW | RES_MRGN_10 | BASE3
357 | S357 | 0 |  | pklein-DESKTOP | copt | copt | TRUE | TRUE | 0 | FALSE | none |  | TRUE | [2025, 2029]+list(range(2030,2051,5)) | range(2030,2051,2) | W_P50 | W_P50 | SL_1 | 1 | redz_corridors_eia | copt | LC | existing+tdp | BASE_COALFLEX | DELAYED_ESKOM_2035 | TRUE | FALSE | 50% | 50% | BASE_PMR1b | FS_2045 | BASE | BASE | BASE | LOW_PMR1b | 9.2% | BASE_PMR1b | FS_2045 | MOD_CNST | MTSAO_BQ | MOD_CNST | UNC | DIESEL_LNG | NO_MIN_GAS | NO_MIN_GAS | BASE | BASE | EAF_60 | none | BASE_PMR1b | IRP24_LOW | RES_MRGN_10 | BASE3
358 | S358 | 0 |  | pklein-DESKTOP | copt | copt | TRUE | TRUE | 0 | FALSE | none |  | TRUE | [2025, 2029]+list(range(2030,2051,5)) | range(2030,2051,2) | W_P50 | W_P50 | SL_1 | 1 | redz_corridors_eia | copt | LC | existing+tdp | BASE_COALFLEX | DELAYED_ESKOM_2035 | TRUE | FALSE | 40% | 150% | BASE_PMR1b | FS_2045 | BASE | BASE | BASE | LOW_PMR1b | 9.2% | BASE_PMR1b | FS_2045 | MOD_CNST | MTSAO_BQ | MOD_CNST | UNC | DIESEL_LNG | NO_MIN_GAS | NO_MIN_GAS | BASE | BASE | EAF_60 | none | BASE_PMR1b | IRP24_LOW | RES_MRGN_10 | BASE3
359 | S359 | 0 |  | pklein-DESKTOP | copt | copt | TRUE | TRUE | 0 | FALSE | none |  | TRUE | [2025, 2029]+list(range(2030,2051,5)) | range(2030,2051,2) | W_P50 | W_P50 | SL_1 | 1 | redz_corridors_eia | copt | LC | existing+tdp | BASE_COALFLEX | DELAYED_ESKOM_2035 | TRUE | FALSE | 40% | 100% | BASE_PMR1b | FS_2045 | BASE | BASE | BASE | LOW_PMR1b | 9.2% | BASE_PMR1b | FS_2045 | MOD_CNST | MTSAO_BQ | MOD_CNST | UNC | DIESEL_LNG | NO_MIN_GAS | NO_MIN_GAS | BASE | BASE | EAF_60 | none | BASE_PMR1b | IRP24_LOW | RES_MRGN_10 | BASE3
360 | S360 | 0 |  | pklein-DESKTOP | copt | copt | TRUE | TRUE | 0 | FALSE | none |  | TRUE | [2025, 2029]+list(range(2030,2051,5)) | range(2030,2051,2) | W_P50 | W_P50 | SL_1 | 1 | redz_corridors_eia | copt | LC | existing+tdp | BASE_COALFLEX | DELAYED_ESKOM_2035 | TRUE | FALSE | 40% | 50% | BASE_PMR1b | FS_2045 | BASE | BASE | BASE | LOW_PMR1b | 9.2% | BASE_PMR1b | FS_2045 | MOD_CNST | MTSAO_BQ | MOD_CNST | UNC | DIESEL_LNG | NO_MIN_GAS | NO_MIN_GAS | BASE | BASE | EAF_60 | none | BASE_PMR1b | IRP24_LOW | RES_MRGN_10 | BASE3
361 | S361 | 0 |  | pklein-DESKTOP | copt | copt | TRUE | TRUE | 0 | FALSE | none |  | TRUE | [2025, 2029]+list(range(2030,2051,5)) | range(2030,2051,2) | W_P50 | W_P50 | SL_6 | 1 | redz_corridors_eia | copt | LC | existing+tdp | BASE_COALFLEX | DELAYED_ESKOM_2035 | TRUE | FALSE | 70% | 150% | BASE_PMR1b | FS_2045 | BASE | BASE | BASE | LOW_PMR1b | 9.2% | BASE_PMR1b | FS_2045 | MOD_CNST | MTSAO_BQ | MOD_CNST | UNC | DIESEL_LNG | NO_MIN_GAS | NO_MIN_GAS | BASE | BASE | EAF_60 | none | BASE_PMR1b | IRP24_LOW | RES_MRGN_10 | BASE3
362 | S362 | 0 |  | pklein-DESKTOP | copt | copt | TRUE | TRUE | 0 | FALSE | none |  | TRUE | [2025, 2029]+list(range(2030,2051,5)) | range(2030,2051,2) | W_P50 | W_P50 | SL_6 | 1 | redz_corridors_eia | copt | LC | existing+tdp | BASE_COALFLEX | DELAYED_ESKOM_2035 | TRUE | FALSE | 70% | 100% | BASE_PMR1b | FS_2045 | BASE | BASE | BASE | LOW_PMR1b | 9.2% | BASE_PMR1b | FS_2045 | MOD_CNST | MTSAO_BQ | MOD_CNST | UNC | DIESEL_LNG | NO_MIN_GAS | NO_MIN_GAS | BASE | BASE | EAF_60 | none | BASE_PMR1b | IRP24_LOW | RES_MRGN_10 | BASE3
363 | S363 | 0 |  | pklein-DESKTOP | copt | copt | TRUE | TRUE | 0 | FALSE | none |  | TRUE | [2025, 2029]+list(range(2030,2051,5)) | range(2030,2051,2) | W_P50 | W_P50 | SL_6 | 1 | redz_corridors_eia | copt | LC | existing+tdp | BASE_COALFLEX | DELAYED_ESKOM_2035 | TRUE | FALSE | 70% | 50% | BASE_PMR1b | FS_2045 | BASE | BASE | BASE | LOW_PMR1b | 9.2% | BASE_PMR1b | FS_2045 | MOD_CNST | MTSAO_BQ | MOD_CNST | UNC | DIESEL_LNG | NO_MIN_GAS | NO_MIN_GAS | BASE | BASE | EAF_60 | none | BASE_PMR1b | IRP24_LOW | RES_MRGN_10 | BASE3
364 | S364 | 0 |  | pklein-DESKTOP | copt | copt | TRUE | TRUE | 0 | FALSE | none |  | TRUE | [2025, 2029]+list(range(2030,2051,5)) | range(2030,2051,2) | W_P50 | W_P50 | SL_6 | 1 | redz_corridors_eia | copt | LC | existing+tdp | BASE_COALFLEX | DELAYED_ESKOM_2035 | TRUE | FALSE | 60% | 150% | BASE_PMR1b | FS_2045 | BASE | BASE | BASE | LOW_PMR1b | 9.2% | BASE_PMR1b | FS_2045 | MOD_CNST | MTSAO_BQ | MOD_CNST | UNC | DIESEL_LNG | NO_MIN_GAS | NO_MIN_GAS | BASE | BASE | EAF_60 | none | BASE_PMR1b | IRP24_LOW | RES_MRGN_10 | BASE3
365 | S365 | 0 |  | pklein-DESKTOP | copt | copt | TRUE | TRUE | 0 | FALSE | none |  | TRUE | [2025, 2029]+list(range(2030,2051,5)) | range(2030,2051,2) | W_P50 | W_P50 | SL_6 | 1 | redz_corridors_eia | copt | LC | existing+tdp | BASE_COALFLEX | DELAYED_ESKOM_2035 | TRUE | FALSE | 60% | 100% | BASE_PMR1b | FS_2045 | BASE | BASE | BASE | LOW_PMR1b | 9.2% | BASE_PMR1b | FS_2045 | MOD_CNST | MTSAO_BQ | MOD_CNST | UNC | DIESEL_LNG | NO_MIN_GAS | NO_MIN_GAS | BASE | BASE | EAF_60 | none | BASE_PMR1b | IRP24_LOW | RES_MRGN_10 | BASE3
366 | S366 | 0 |  | pklein-DESKTOP | copt | copt | TRUE | TRUE | 0 | FALSE | none |  | TRUE | [2025, 2029]+list(range(2030,2051,5)) | range(2030,2051,2) | W_P50 | W_P50 | SL_6 | 1 | redz_corridors_eia | copt | LC | existing+tdp | BASE_COALFLEX | DELAYED_ESKOM_2035 | TRUE | FALSE | 60% | 50% | BASE_PMR1b | FS_2045 | BASE | BASE | BASE | LOW_PMR1b | 9.2% | BASE_PMR1b | FS_2045 | MOD_CNST | MTSAO_BQ | MOD_CNST | UNC | DIESEL_LNG | NO_MIN_GAS | NO_MIN_GAS | BASE | BASE | EAF_60 | none | BASE_PMR1b | IRP24_LOW | RES_MRGN_10 | BASE3
367 | S367 | 0 |  | pklein-DESKTOP | copt | copt | TRUE | TRUE | 0 | FALSE | none |  | TRUE | [2025, 2029]+list(range(2030,2051,5)) | range(2030,2051,2) | W_P50 | W_P50 | SL_6 | 1 | redz_corridors_eia | copt | LC | existing+tdp | BASE_COALFLEX | DELAYED_ESKOM_2035 | TRUE | FALSE | 50% | 150% | BASE_PMR1b | FS_2045 | BASE | BASE | BASE | LOW_PMR1b | 9.2% | BASE_PMR1b | FS_2045 | MOD_CNST | MTSAO_BQ | MOD_CNST | UNC | DIESEL_LNG | NO_MIN_GAS | NO_MIN_GAS | BASE | BASE | EAF_60 | none | BASE_PMR1b | IRP24_LOW | RES_MRGN_10 | BASE3
368 | S368 | 0 |  | pklein-DESKTOP | copt | copt | TRUE | TRUE | 0 | FALSE | none |  | TRUE | [2025, 2029]+list(range(2030,2051,5)) | range(2030,2051,2) | W_P50 | W_P50 | SL_6 | 1 | redz_corridors_eia | copt | LC | existing+tdp | BASE_COALFLEX | DELAYED_ESKOM_2035 | TRUE | FALSE | 50% | 100% | BASE_PMR1b | FS_2045 | BASE | BASE | BASE | LOW_PMR1b | 9.2% | BASE_PMR1b | FS_2045 | MOD_CNST | MTSAO_BQ | MOD_CNST | UNC | DIESEL_LNG | NO_MIN_GAS | NO_MIN_GAS | BASE | BASE | EAF_60 | none | BASE_PMR1b | IRP24_LOW | RES_MRGN_10 | BASE3
369 | S369 | 0 |  | pklein-DESKTOP | copt | copt | TRUE | TRUE | 0 | FALSE | none |  | TRUE | [2025, 2029]+list(range(2030,2051,5)) | range(2030,2051,2) | W_P50 | W_P50 | SL_6 | 1 | redz_corridors_eia | copt | LC | existing+tdp | BASE_COALFLEX | DELAYED_ESKOM_2035 | TRUE | FALSE | 50% | 50% | BASE_PMR1b | FS_2045 | BASE | BASE | BASE | LOW_PMR1b | 9.2% | BASE_PMR1b | FS_2045 | MOD_CNST | MTSAO_BQ | MOD_CNST | UNC | DIESEL_LNG | NO_MIN_GAS | NO_MIN_GAS | BASE | BASE | EAF_60 | none | BASE_PMR1b | IRP24_LOW | RES_MRGN_10 | BASE3
370 | S370 | 0 |  | pklein-DESKTOP | copt | copt | TRUE | TRUE | 0 | FALSE | none |  | TRUE | [2025, 2029]+list(range(2030,2051,5)) | range(2030,2051,2) | W_P50 | W_P50 | SL_6 | 1 | redz_corridors_eia | copt | LC | existing+tdp | BASE_COALFLEX | DELAYED_ESKOM_2035 | TRUE | FALSE | 40% | 150% | BASE_PMR1b | FS_2045 | BASE | BASE | BASE | LOW_PMR1b | 9.2% | BASE_PMR1b | FS_2045 | MOD_CNST | MTSAO_BQ | MOD_CNST | UNC | DIESEL_LNG | NO_MIN_GAS | NO_MIN_GAS | BASE | BASE | EAF_60 | none | BASE_PMR1b | IRP24_LOW | RES_MRGN_10 | BASE3
371 | S371 | 0 |  | pklein-DESKTOP | copt | copt | TRUE | TRUE | 0 | FALSE | none |  | TRUE | [2025, 2029]+list(range(2030,2051,5)) | range(2030,2051,2) | W_P50 | W_P50 | SL_6 | 1 | redz_corridors_eia | copt | LC | existing+tdp | BASE_COALFLEX | DELAYED_ESKOM_2035 | TRUE | FALSE | 40% | 100% | BASE_PMR1b | FS_2045 | BASE | BASE | BASE | LOW_PMR1b | 9.2% | BASE_PMR1b | FS_2045 | MOD_CNST | MTSAO_BQ | MOD_CNST | UNC | DIESEL_LNG | NO_MIN_GAS | NO_MIN_GAS | BASE | BASE | EAF_60 | none | BASE_PMR1b | IRP24_LOW | RES_MRGN_10 | BASE3
372 | S372 | 0 |  | pklein-DESKTOP | copt | copt | TRUE | TRUE | 0 | FALSE | none |  | TRUE | [2025, 2029]+list(range(2030,2051,5)) | range(2030,2051,2) | W_P50 | W_P50 | SL_6 | 1 | redz_corridors_eia | copt | LC | existing+tdp | BASE_COALFLEX | DELAYED_ESKOM_2035 | TRUE | FALSE | 40% | 50% | BASE_PMR1b | FS_2045 | BASE | BASE | BASE | LOW_PMR1b | 9.2% | BASE_PMR1b | FS_2045 | MOD_CNST | MTSAO_BQ | MOD_CNST | UNC | DIESEL_LNG | NO_MIN_GAS | NO_MIN_GAS | BASE | BASE | EAF_60 | none | BASE_PMR1b | IRP24_LOW | RES_MRGN_10 | BASE3
373 | S373 | 0 |  | pklein-DESKTOP | copt | copt | TRUE | TRUE | 0 | FALSE | none |  | TRUE | [2025, 2029]+list(range(2030,2051,5)) | range(2030,2051,2) | W_P50 | W_P50 | SL_12 | 1 | redz_corridors_eia | copt | LC | existing+tdp | BASE_COALFLEX | DELAYED_ESKOM_2035 | TRUE | FALSE | 70% | 150% | BASE_PMR1b | FS_2045 | BASE | BASE | BASE | LOW_PMR1b | 9.2% | BASE_PMR1b | FS_2045 | MOD_CNST | MTSAO_BQ | MOD_CNST | UNC | DIESEL_LNG | NO_MIN_GAS | NO_MIN_GAS | BASE | BASE | EAF_60 | none | BASE_PMR1b | IRP24_LOW | RES_MRGN_10 | BASE3
374 | S374 | 0 |  | pklein-DESKTOP | copt | copt | TRUE | TRUE | 0 | FALSE | none |  | TRUE | [2025, 2029]+list(range(2030,2051,5)) | range(2030,2051,2) | W_P50 | W_P50 | SL_12 | 1 | redz_corridors_eia | copt | LC | existing+tdp | BASE_COALFLEX | DELAYED_ESKOM_2035 | TRUE | FALSE | 70% | 100% | BASE_PMR1b | FS_2045 | BASE | BASE | BASE | LOW_PMR1b | 9.2% | BASE_PMR1b | FS_2045 | MOD_CNST | MTSAO_BQ | MOD_CNST | UNC | DIESEL_LNG | NO_MIN_GAS | NO_MIN_GAS | BASE | BASE | EAF_60 | none | BASE_PMR1b | IRP24_LOW | RES_MRGN_10 | BASE3
375 | S375 | 0 |  | pklein-DESKTOP | copt | copt | TRUE | TRUE | 0 | FALSE | none |  | TRUE | [2025, 2029]+list(range(2030,2051,5)) | range(2030,2051,2) | W_P50 | W_P50 | SL_12 | 1 | redz_corridors_eia | copt | LC | existing+tdp | BASE_COALFLEX | DELAYED_ESKOM_2035 | TRUE | FALSE | 70% | 50% | BASE_PMR1b | FS_2045 | BASE | BASE | BASE | LOW_PMR1b | 9.2% | BASE_PMR1b | FS_2045 | MOD_CNST | MTSAO_BQ | MOD_CNST | UNC | DIESEL_LNG | NO_MIN_GAS | NO_MIN_GAS | BASE | BASE | EAF_60 | none | BASE_PMR1b | IRP24_LOW | RES_MRGN_10 | BASE3
376 | S376 | 0 |  | pklein-DESKTOP | copt | copt | TRUE | TRUE | 0 | FALSE | none |  | TRUE | [2025, 2029]+list(range(2030,2051,5)) | range(2030,2051,2) | W_P50 | W_P50 | SL_12 | 1 | redz_corridors_eia | copt | LC | existing+tdp | BASE_COALFLEX | DELAYED_ESKOM_2035 | TRUE | FALSE | 60% | 150% | BASE_PMR1b | FS_2045 | BASE | BASE | BASE | LOW_PMR1b | 9.2% | BASE_PMR1b | FS_2045 | MOD_CNST | MTSAO_BQ | MOD_CNST | UNC | DIESEL_LNG | NO_MIN_GAS | NO_MIN_GAS | BASE | BASE | EAF_60 | none | BASE_PMR1b | IRP24_LOW | RES_MRGN_10 | BASE3
377 | S377 | 0 |  | pklein-DESKTOP | copt | copt | TRUE | TRUE | 0 | FALSE | none |  | TRUE | [2025, 2029]+list(range(2030,2051,5)) | range(2030,2051,2) | W_P50 | W_P50 | SL_12 | 1 | redz_corridors_eia | copt | LC | existing+tdp | BASE_COALFLEX | DELAYED_ESKOM_2035 | TRUE | FALSE | 60% | 100% | BASE_PMR1b | FS_2045 | BASE | BASE | BASE | LOW_PMR1b | 9.2% | BASE_PMR1b | FS_2045 | MOD_CNST | MTSAO_BQ | MOD_CNST | UNC | DIESEL_LNG | NO_MIN_GAS | NO_MIN_GAS | BASE | BASE | EAF_60 | none | BASE_PMR1b | IRP24_LOW | RES_MRGN_10 | BASE3
378 | S378 | 0 |  | pklein-DESKTOP | copt | copt | TRUE | TRUE | 0 | FALSE | none |  | TRUE | [2025, 2029]+list(range(2030,2051,5)) | range(2030,2051,2) | W_P50 | W_P50 | SL_12 | 1 | redz_corridors_eia | copt | LC | existing+tdp | BASE_COALFLEX | DELAYED_ESKOM_2035 | TRUE | FALSE | 60% | 50% | BASE_PMR1b | FS_2045 | BASE | BASE | BASE | LOW_PMR1b | 9.2% | BASE_PMR1b | FS_2045 | MOD_CNST | MTSAO_BQ | MOD_CNST | UNC | DIESEL_LNG | NO_MIN_GAS | NO_MIN_GAS | BASE | BASE | EAF_60 | none | BASE_PMR1b | IRP24_LOW | RES_MRGN_10 | BASE3
379 | S379 | 0 |  | pklein-DESKTOP | copt | copt | TRUE | TRUE | 0 | FALSE | none |  | TRUE | [2025, 2029]+list(range(2030,2051,5)) | range(2030,2051,2) | W_P50 | W_P50 | SL_12 | 1 | redz_corridors_eia | copt | LC | existing+tdp | BASE_COALFLEX | DELAYED_ESKOM_2035 | TRUE | FALSE | 50% | 150% | BASE_PMR1b | FS_2045 | BASE | BASE | BASE | LOW_PMR1b | 9.2% | BASE_PMR1b | FS_2045 | MOD_CNST | MTSAO_BQ | MOD_CNST | UNC | DIESEL_LNG | NO_MIN_GAS | NO_MIN_GAS | BASE | BASE | EAF_60 | none | BASE_PMR1b | IRP24_LOW | RES_MRGN_10 | BASE3
380 | S380 | 0 |  | pklein-DESKTOP | copt | copt | TRUE | TRUE | 0 | FALSE | none |  | TRUE | [2025, 2029]+list(range(2030,2051,5)) | range(2030,2051,2) | W_P50 | W_P50 | SL_12 | 1 | redz_corridors_eia | copt | LC | existing+tdp | BASE_COALFLEX | DELAYED_ESKOM_2035 | TRUE | FALSE | 50% | 100% | BASE_PMR1b | FS_2045 | BASE | BASE | BASE | LOW_PMR1b | 9.2% | BASE_PMR1b | FS_2045 | MOD_CNST | MTSAO_BQ | MOD_CNST | UNC | DIESEL_LNG | NO_MIN_GAS | NO_MIN_GAS | BASE | BASE | EAF_60 | none | BASE_PMR1b | IRP24_LOW | RES_MRGN_10 | BASE3
381 | S381 | 0 |  | pklein-DESKTOP | copt | copt | TRUE | TRUE | 0 | FALSE | none |  | TRUE | [2025, 2029]+list(range(2030,2051,5)) | range(2030,2051,2) | W_P50 | W_P50 | SL_12 | 1 | redz_corridors_eia | copt | LC | existing+tdp | BASE_COALFLEX | DELAYED_ESKOM_2035 | TRUE | FALSE | 50% | 50% | BASE_PMR1b | FS_2045 | BASE | BASE | BASE | LOW_PMR1b | 9.2% | BASE_PMR1b | FS_2045 | MOD_CNST | MTSAO_BQ | MOD_CNST | UNC | DIESEL_LNG | NO_MIN_GAS | NO_MIN_GAS | BASE | BASE | EAF_60 | none | BASE_PMR1b | IRP24_LOW | RES_MRGN_10 | BASE3
382 | S382 | 0 |  | pklein-DESKTOP | copt | copt | TRUE | TRUE | 0 | FALSE | none |  | TRUE | [2025, 2029]+list(range(2030,2051,5)) | range(2030,2051,2) | W_P50 | W_P50 | SL_12 | 1 | redz_corridors_eia | copt | LC | existing+tdp | BASE_COALFLEX | DELAYED_ESKOM_2035 | TRUE | FALSE | 40% | 150% | BASE_PMR1b | FS_2045 | BASE | BASE | BASE | LOW_PMR1b | 9.2% | BASE_PMR1b | FS_2045 | MOD_CNST | MTSAO_BQ | MOD_CNST | UNC | DIESEL_LNG | NO_MIN_GAS | NO_MIN_GAS | BASE | BASE | EAF_60 | none | BASE_PMR1b | IRP24_LOW | RES_MRGN_10 | BASE3
383 | S383 | 0 |  | pklein-DESKTOP | copt | copt | TRUE | TRUE | 0 | FALSE | none |  | TRUE | [2025, 2029]+list(range(2030,2051,5)) | range(2030,2051,2) | W_P50 | W_P50 | SL_12 | 1 | redz_corridors_eia | copt | LC | existing+tdp | BASE_COALFLEX | DELAYED_ESKOM_2035 | TRUE | FALSE | 40% | 100% | BASE_PMR1b | FS_2045 | BASE | BASE | BASE | LOW_PMR1b | 9.2% | BASE_PMR1b | FS_2045 | MOD_CNST | MTSAO_BQ | MOD_CNST | UNC | DIESEL_LNG | NO_MIN_GAS | NO_MIN_GAS | BASE | BASE | EAF_60 | none | BASE_PMR1b | IRP24_LOW | RES_MRGN_10 | BASE3
384 | S384 | 0 |  | pklein-DESKTOP | copt | copt | TRUE | TRUE | 0 | FALSE | none |  | TRUE | [2025, 2029]+list(range(2030,2051,5)) | range(2030,2051,2) | W_P50 | W_P50 | SL_12 | 1 | redz_corridors_eia | copt | LC | existing+tdp | BASE_COALFLEX | DELAYED_ESKOM_2035 | TRUE | FALSE | 40% | 50% | BASE_PMR1b | FS_2045 | BASE | BASE | BASE | LOW_PMR1b | 9.2% | BASE_PMR1b | FS_2045 | MOD_CNST | MTSAO_BQ | MOD_CNST | UNC | DIESEL_LNG | NO_MIN_GAS | NO_MIN_GAS | BASE | BASE | EAF_60 | none | BASE_PMR1b | IRP24_LOW | RES_MRGN_10 | BASE3
385 | S385 | 0 |  | pklein-DESKTOP | copt | copt | TRUE | TRUE | 0 | FALSE | none |  | TRUE | [2025, 2029]+list(range(2030,2051,5)) | range(2030,2051,2) | W_P50 | W_P50 | SL_0 | 1 | redz_corridors_eia | copt | LC | existing+tdp | BASE_COALFLEX | DELAYED_ESKOM_2035 | TRUE | TRUE | 70% | 150% | BASE_PMR1b | FS_2045 | BASE | BASE | BASE | BASE_PMR1b | 9.2% | BASE_PMR1b | FS_2045 | MOD_CNST | MTSAO_BQ | MOD_CNST | UNC | DIESEL_LNG | NO_MIN_GAS | NO_MIN_GAS | BASE | BASE | EAF_60 | none | none | IRP24_LOW | RES_MRGN_10 | BASE3
386 | S386 | 0 |  | pklein-DESKTOP | copt | copt | TRUE | TRUE | 0 | FALSE | none |  | TRUE | [2025, 2029]+list(range(2030,2051,5)) | range(2030,2051,2) | W_P50 | W_P50 | SL_0 | 1 | redz_corridors_eia | copt | LC | existing+tdp | BASE_COALFLEX | DELAYED_ESKOM_2035 | TRUE | TRUE | 70% | 100% | BASE_PMR1b | FS_2045 | BASE | BASE | BASE | BASE_PMR1b | 9.2% | BASE_PMR1b | FS_2045 | MOD_CNST | MTSAO_BQ | MOD_CNST | UNC | DIESEL_LNG | NO_MIN_GAS | NO_MIN_GAS | BASE | BASE | EAF_60 | none | none | IRP24_LOW | RES_MRGN_10 | BASE3
387 | S387 | 0 |  | pklein-DESKTOP | copt | copt | TRUE | TRUE | 0 | FALSE | none |  | TRUE | [2025, 2029]+list(range(2030,2051,5)) | range(2030,2051,2) | W_P50 | W_P50 | SL_0 | 1 | redz_corridors_eia | copt | LC | existing+tdp | BASE_COALFLEX | DELAYED_ESKOM_2035 | TRUE | TRUE | 70% | 50% | BASE_PMR1b | FS_2045 | BASE | BASE | BASE | BASE_PMR1b | 9.2% | BASE_PMR1b | FS_2045 | MOD_CNST | MTSAO_BQ | MOD_CNST | UNC | DIESEL_LNG | NO_MIN_GAS | NO_MIN_GAS | BASE | BASE | EAF_60 | none | none | IRP24_LOW | RES_MRGN_10 | BASE3
388 | S388 | 0 |  | pklein-DESKTOP | copt | copt | TRUE | TRUE | 0 | FALSE | none |  | TRUE | [2025, 2029]+list(range(2030,2051,5)) | range(2030,2051,2) | W_P50 | W_P50 | SL_0 | 1 | redz_corridors_eia | copt | LC | existing+tdp | BASE_COALFLEX | DELAYED_ESKOM_2035 | TRUE | TRUE | 60% | 150% | BASE_PMR1b | FS_2045 | BASE | BASE | BASE | BASE_PMR1b | 9.2% | BASE_PMR1b | FS_2045 | MOD_CNST | MTSAO_BQ | MOD_CNST | UNC | DIESEL_LNG | NO_MIN_GAS | NO_MIN_GAS | BASE | BASE | EAF_60 | none | none | IRP24_LOW | RES_MRGN_10 | BASE3
389 | S389 | 0 |  | pklein-DESKTOP | copt | copt | TRUE | TRUE | 0 | FALSE | none |  | TRUE | [2025, 2029]+list(range(2030,2051,5)) | range(2030,2051,2) | W_P50 | W_P50 | SL_0 | 1 | redz_corridors_eia | copt | LC | existing+tdp | BASE_COALFLEX | DELAYED_ESKOM_2035 | TRUE | TRUE | 60% | 100% | BASE_PMR1b | FS_2045 | BASE | BASE | BASE | BASE_PMR1b | 9.2% | BASE_PMR1b | FS_2045 | MOD_CNST | MTSAO_BQ | MOD_CNST | UNC | DIESEL_LNG | NO_MIN_GAS | NO_MIN_GAS | BASE | BASE | EAF_60 | none | none | IRP24_LOW | RES_MRGN_10 | BASE3
390 | S390 | 0 |  | pklein-DESKTOP | copt | copt | TRUE | TRUE | 0 | FALSE | none |  | TRUE | [2025, 2029]+list(range(2030,2051,5)) | range(2030,2051,2) | W_P50 | W_P50 | SL_0 | 1 | redz_corridors_eia | copt | LC | existing+tdp | BASE_COALFLEX | DELAYED_ESKOM_2035 | TRUE | TRUE | 60% | 50% | BASE_PMR1b | FS_2045 | BASE | BASE | BASE | BASE_PMR1b | 9.2% | BASE_PMR1b | FS_2045 | MOD_CNST | MTSAO_BQ | MOD_CNST | UNC | DIESEL_LNG | NO_MIN_GAS | NO_MIN_GAS | BASE | BASE | EAF_60 | none | none | IRP24_LOW | RES_MRGN_10 | BASE3
391 | S391 | 0 |  | pklein-DESKTOP | copt | copt | TRUE | TRUE | 0 | FALSE | none |  | TRUE | [2025, 2029]+list(range(2030,2051,5)) | range(2030,2051,2) | W_P50 | W_P50 | SL_0 | 1 | redz_corridors_eia | copt | LC | existing+tdp | BASE_COALFLEX | DELAYED_ESKOM_2035 | TRUE | TRUE | 50% | 150% | BASE_PMR1b | FS_2045 | BASE | BASE | BASE | BASE_PMR1b | 9.2% | BASE_PMR1b | FS_2045 | MOD_CNST | MTSAO_BQ | MOD_CNST | UNC | DIESEL_LNG | NO_MIN_GAS | NO_MIN_GAS | BASE | BASE | EAF_60 | none | none | IRP24_LOW | RES_MRGN_10 | BASE3
392 | S392 | 0 |  | pklein-DESKTOP | copt | copt | TRUE | TRUE | 0 | FALSE | none |  | TRUE | [2025, 2029]+list(range(2030,2051,5)) | range(2030,2051,2) | W_P50 | W_P50 | SL_0 | 1 | redz_corridors_eia | copt | LC | existing+tdp | BASE_COALFLEX | DELAYED_ESKOM_2035 | TRUE | TRUE | 50% | 100% | BASE_PMR1b | FS_2045 | BASE | BASE | BASE | BASE_PMR1b | 9.2% | BASE_PMR1b | FS_2045 | MOD_CNST | MTSAO_BQ | MOD_CNST | UNC | DIESEL_LNG | NO_MIN_GAS | NO_MIN_GAS | BASE | BASE | EAF_60 | none | none | IRP24_LOW | RES_MRGN_10 | BASE3
393 | S393 | 0 |  | pklein-DESKTOP | copt | copt | TRUE | TRUE | 0 | FALSE | none |  | TRUE | [2025, 2029]+list(range(2030,2051,5)) | range(2030,2051,2) | W_P50 | W_P50 | SL_0 | 1 | redz_corridors_eia | copt | LC | existing+tdp | BASE_COALFLEX | DELAYED_ESKOM_2035 | TRUE | TRUE | 50% | 50% | BASE_PMR1b | FS_2045 | BASE | BASE | BASE | BASE_PMR1b | 9.2% | BASE_PMR1b | FS_2045 | MOD_CNST | MTSAO_BQ | MOD_CNST | UNC | DIESEL_LNG | NO_MIN_GAS | NO_MIN_GAS | BASE | BASE | EAF_60 | none | none | IRP24_LOW | RES_MRGN_10 | BASE3
394 | S394 | 0 |  | pklein-DESKTOP | copt | copt | TRUE | TRUE | 0 | FALSE | none |  | TRUE | [2025, 2029]+list(range(2030,2051,5)) | range(2030,2051,2) | W_P50 | W_P50 | SL_0 | 1 | redz_corridors_eia | copt | LC | existing+tdp | BASE_COALFLEX | DELAYED_ESKOM_2035 | TRUE | TRUE | 40% | 150% | BASE_PMR1b | FS_2045 | BASE | BASE | BASE | BASE_PMR1b | 9.2% | BASE_PMR1b | FS_2045 | MOD_CNST | MTSAO_BQ | MOD_CNST | UNC | DIESEL_LNG | NO_MIN_GAS | NO_MIN_GAS | BASE | BASE | EAF_60 | none | none | IRP24_LOW | RES_MRGN_10 | BASE3
395 | S395 | 0 |  | pklein-DESKTOP | copt | copt | TRUE | TRUE | 0 | FALSE | none |  | TRUE | [2025, 2029]+list(range(2030,2051,5)) | range(2030,2051,2) | W_P50 | W_P50 | SL_0 | 1 | redz_corridors_eia | copt | LC | existing+tdp | BASE_COALFLEX | DELAYED_ESKOM_2035 | TRUE | TRUE | 40% | 100% | BASE_PMR1b | FS_2045 | BASE | BASE | BASE | BASE_PMR1b | 9.2% | BASE_PMR1b | FS_2045 | MOD_CNST | MTSAO_BQ | MOD_CNST | UNC | DIESEL_LNG | NO_MIN_GAS | NO_MIN_GAS | BASE | BASE | EAF_60 | none | none | IRP24_LOW | RES_MRGN_10 | BASE3
396 | S396 | 0 |  | pklein-DESKTOP | copt | copt | TRUE | TRUE | 0 | FALSE | none |  | TRUE | [2025, 2029]+list(range(2030,2051,5)) | range(2030,2051,2) | W_P50 | W_P50 | SL_0 | 1 | redz_corridors_eia | copt | LC | existing+tdp | BASE_COALFLEX | DELAYED_ESKOM_2035 | TRUE | TRUE | 40% | 50% | BASE_PMR1b | FS_2045 | BASE | BASE | BASE | BASE_PMR1b | 9.2% | BASE_PMR1b | FS_2045 | MOD_CNST | MTSAO_BQ | MOD_CNST | UNC | DIESEL_LNG | NO_MIN_GAS | NO_MIN_GAS | BASE | BASE | EAF_60 | none | none | IRP24_LOW | RES_MRGN_10 | BASE3
397 | S397 | 0 |  | pklein-DESKTOP | copt | copt | TRUE | TRUE | 0 | FALSE | none |  | TRUE | [2025, 2029]+list(range(2030,2051,5)) | range(2030,2051,2) | W_P50 | W_P50 | SL_1 | 1 | redz_corridors_eia | copt | LC | existing+tdp | BASE_COALFLEX | DELAYED_ESKOM_2035 | TRUE | TRUE | 70% | 150% | BASE_PMR1b | FS_2045 | BASE | BASE | BASE | BASE_PMR1b | 9.2% | BASE_PMR1b | FS_2045 | MOD_CNST | MTSAO_BQ | MOD_CNST | UNC | DIESEL_LNG | NO_MIN_GAS | NO_MIN_GAS | BASE | BASE | EAF_60 | none | none | IRP24_LOW | RES_MRGN_10 | BASE3
398 | S398 | 0 |  | pklein-DESKTOP | copt | copt | TRUE | TRUE | 0 | FALSE | none |  | TRUE | [2025, 2029]+list(range(2030,2051,5)) | range(2030,2051,2) | W_P50 | W_P50 | SL_1 | 1 | redz_corridors_eia | copt | LC | existing+tdp | BASE_COALFLEX | DELAYED_ESKOM_2035 | TRUE | TRUE | 70% | 100% | BASE_PMR1b | FS_2045 | BASE | BASE | BASE | BASE_PMR1b | 9.2% | BASE_PMR1b | FS_2045 | MOD_CNST | MTSAO_BQ | MOD_CNST | UNC | DIESEL_LNG | NO_MIN_GAS | NO_MIN_GAS | BASE | BASE | EAF_60 | none | none | IRP24_LOW | RES_MRGN_10 | BASE3
399 | S399 | 0 |  | pklein-DESKTOP | copt | copt | TRUE | TRUE | 0 | FALSE | none |  | TRUE | [2025, 2029]+list(range(2030,2051,5)) | range(2030,2051,2) | W_P50 | W_P50 | SL_1 | 1 | redz_corridors_eia | copt | LC | existing+tdp | BASE_COALFLEX | DELAYED_ESKOM_2035 | TRUE | TRUE | 70% | 50% | BASE_PMR1b | FS_2045 | BASE | BASE | BASE | BASE_PMR1b | 9.2% | BASE_PMR1b | FS_2045 | MOD_CNST | MTSAO_BQ | MOD_CNST | UNC | DIESEL_LNG | NO_MIN_GAS | NO_MIN_GAS | BASE | BASE | EAF_60 | none | none | IRP24_LOW | RES_MRGN_10 | BASE3
400 | S400 | 0 |  | pklein-DESKTOP | copt | copt | TRUE | TRUE | 0 | FALSE | none |  | TRUE | [2025, 2029]+list(range(2030,2051,5)) | range(2030,2051,2) | W_P50 | W_P50 | SL_1 | 1 | redz_corridors_eia | copt | LC | existing+tdp | BASE_COALFLEX | DELAYED_ESKOM_2035 | TRUE | TRUE | 60% | 150% | BASE_PMR1b | FS_2045 | BASE | BASE | BASE | BASE_PMR1b | 9.2% | BASE_PMR1b | FS_2045 | MOD_CNST | MTSAO_BQ | MOD_CNST | UNC | DIESEL_LNG | NO_MIN_GAS | NO_MIN_GAS | BASE | BASE | EAF_60 | none | none | IRP24_LOW | RES_MRGN_10 | BASE3
401 | S401 | 0 |  | pklein-DESKTOP | copt | copt | TRUE | TRUE | 0 | FALSE | none |  | TRUE | [2025, 2029]+list(range(2030,2051,5)) | range(2030,2051,2) | W_P50 | W_P50 | SL_1 | 1 | redz_corridors_eia | copt | LC | existing+tdp | BASE_COALFLEX | DELAYED_ESKOM_2035 | TRUE | TRUE | 60% | 100% | BASE_PMR1b | FS_2045 | BASE | BASE | BASE | BASE_PMR1b | 9.2% | BASE_PMR1b | FS_2045 | MOD_CNST | MTSAO_BQ | MOD_CNST | UNC | DIESEL_LNG | NO_MIN_GAS | NO_MIN_GAS | BASE | BASE | EAF_60 | none | none | IRP24_LOW | RES_MRGN_10 | BASE3
402 | S402 | 0 |  | pklein-DESKTOP | copt | copt | TRUE | TRUE | 0 | FALSE | none |  | TRUE | [2025, 2029]+list(range(2030,2051,5)) | range(2030,2051,2) | W_P50 | W_P50 | SL_1 | 1 | redz_corridors_eia | copt | LC | existing+tdp | BASE_COALFLEX | DELAYED_ESKOM_2035 | TRUE | TRUE | 60% | 50% | BASE_PMR1b | FS_2045 | BASE | BASE | BASE | BASE_PMR1b | 9.2% | BASE_PMR1b | FS_2045 | MOD_CNST | MTSAO_BQ | MOD_CNST | UNC | DIESEL_LNG | NO_MIN_GAS | NO_MIN_GAS | BASE | BASE | EAF_60 | none | none | IRP24_LOW | RES_MRGN_10 | BASE3
403 | S403 | 0 |  | pklein-DESKTOP | copt | copt | TRUE | TRUE | 0 | FALSE | none |  | TRUE | [2025, 2029]+list(range(2030,2051,5)) | range(2030,2051,2) | W_P50 | W_P50 | SL_1 | 1 | redz_corridors_eia | copt | LC | existing+tdp | BASE_COALFLEX | DELAYED_ESKOM_2035 | TRUE | TRUE | 50% | 150% | BASE_PMR1b | FS_2045 | BASE | BASE | BASE | BASE_PMR1b | 9.2% | BASE_PMR1b | FS_2045 | MOD_CNST | MTSAO_BQ | MOD_CNST | UNC | DIESEL_LNG | NO_MIN_GAS | NO_MIN_GAS | BASE | BASE | EAF_60 | none | none | IRP24_LOW | RES_MRGN_10 | BASE3
404 | S404 | 0 |  | pklein-DESKTOP | copt | copt | TRUE | TRUE | 0 | FALSE | none |  | TRUE | [2025, 2029]+list(range(2030,2051,5)) | range(2030,2051,2) | W_P50 | W_P50 | SL_1 | 1 | redz_corridors_eia | copt | LC | existing+tdp | BASE_COALFLEX | DELAYED_ESKOM_2035 | TRUE | TRUE | 50% | 100% | BASE_PMR1b | FS_2045 | BASE | BASE | BASE | BASE_PMR1b | 9.2% | BASE_PMR1b | FS_2045 | MOD_CNST | MTSAO_BQ | MOD_CNST | UNC | DIESEL_LNG | NO_MIN_GAS | NO_MIN_GAS | BASE | BASE | EAF_60 | none | none | IRP24_LOW | RES_MRGN_10 | BASE3
405 | S405 | 0 |  | pklein-DESKTOP | copt | copt | TRUE | TRUE | 0 | FALSE | none |  | TRUE | [2025, 2029]+list(range(2030,2051,5)) | range(2030,2051,2) | W_P50 | W_P50 | SL_1 | 1 | redz_corridors_eia | copt | LC | existing+tdp | BASE_COALFLEX | DELAYED_ESKOM_2035 | TRUE | TRUE | 50% | 50% | BASE_PMR1b | FS_2045 | BASE | BASE | BASE | BASE_PMR1b | 9.2% | BASE_PMR1b | FS_2045 | MOD_CNST | MTSAO_BQ | MOD_CNST | UNC | DIESEL_LNG | NO_MIN_GAS | NO_MIN_GAS | BASE | BASE | EAF_60 | none | none | IRP24_LOW | RES_MRGN_10 | BASE3
406 | S406 | 0 |  | pklein-DESKTOP | copt | copt | TRUE | TRUE | 0 | FALSE | none |  | TRUE | [2025, 2029]+list(range(2030,2051,5)) | range(2030,2051,2) | W_P50 | W_P50 | SL_1 | 1 | redz_corridors_eia | copt | LC | existing+tdp | BASE_COALFLEX | DELAYED_ESKOM_2035 | TRUE | TRUE | 40% | 150% | BASE_PMR1b | FS_2045 | BASE | BASE | BASE | BASE_PMR1b | 9.2% | BASE_PMR1b | FS_2045 | MOD_CNST | MTSAO_BQ | MOD_CNST | UNC | DIESEL_LNG | NO_MIN_GAS | NO_MIN_GAS | BASE | BASE | EAF_60 | none | none | IRP24_LOW | RES_MRGN_10 | BASE3
407 | S407 | 0 |  | pklein-DESKTOP | copt | copt | TRUE | TRUE | 0 | FALSE | none |  | TRUE | [2025, 2029]+list(range(2030,2051,5)) | range(2030,2051,2) | W_P50 | W_P50 | SL_1 | 1 | redz_corridors_eia | copt | LC | existing+tdp | BASE_COALFLEX | DELAYED_ESKOM_2035 | TRUE | TRUE | 40% | 100% | BASE_PMR1b | FS_2045 | BASE | BASE | BASE | BASE_PMR1b | 9.2% | BASE_PMR1b | FS_2045 | MOD_CNST | MTSAO_BQ | MOD_CNST | UNC | DIESEL_LNG | NO_MIN_GAS | NO_MIN_GAS | BASE | BASE | EAF_60 | none | none | IRP24_LOW | RES_MRGN_10 | BASE3
408 | S408 | 0 |  | pklein-DESKTOP | copt | copt | TRUE | TRUE | 0 | FALSE | none |  | TRUE | [2025, 2029]+list(range(2030,2051,5)) | range(2030,2051,2) | W_P50 | W_P50 | SL_1 | 1 | redz_corridors_eia | copt | LC | existing+tdp | BASE_COALFLEX | DELAYED_ESKOM_2035 | TRUE | TRUE | 40% | 50% | BASE_PMR1b | FS_2045 | BASE | BASE | BASE | BASE_PMR1b | 9.2% | BASE_PMR1b | FS_2045 | MOD_CNST | MTSAO_BQ | MOD_CNST | UNC | DIESEL_LNG | NO_MIN_GAS | NO_MIN_GAS | BASE | BASE | EAF_60 | none | none | IRP24_LOW | RES_MRGN_10 | BASE3
409 | S409 | 0 |  | pklein-DESKTOP | copt | copt | TRUE | TRUE | 0 | FALSE | none |  | TRUE | [2025, 2029]+list(range(2030,2051,5)) | range(2030,2051,2) | W_P50 | W_P50 | SL_6 | 1 | redz_corridors_eia | copt | LC | existing+tdp | BASE_COALFLEX | DELAYED_ESKOM_2035 | TRUE | TRUE | 70% | 150% | BASE_PMR1b | FS_2045 | BASE | BASE | BASE | BASE_PMR1b | 9.2% | BASE_PMR1b | FS_2045 | MOD_CNST | MTSAO_BQ | MOD_CNST | UNC | DIESEL_LNG | NO_MIN_GAS | NO_MIN_GAS | BASE | BASE | EAF_60 | none | none | IRP24_LOW | RES_MRGN_10 | BASE3
410 | S410 | 0 |  | pklein-DESKTOP | copt | copt | TRUE | TRUE | 0 | FALSE | none |  | TRUE | [2025, 2029]+list(range(2030,2051,5)) | range(2030,2051,2) | W_P50 | W_P50 | SL_6 | 1 | redz_corridors_eia | copt | LC | existing+tdp | BASE_COALFLEX | DELAYED_ESKOM_2035 | TRUE | TRUE | 70% | 100% | BASE_PMR1b | FS_2045 | BASE | BASE | BASE | BASE_PMR1b | 9.2% | BASE_PMR1b | FS_2045 | MOD_CNST | MTSAO_BQ | MOD_CNST | UNC | DIESEL_LNG | NO_MIN_GAS | NO_MIN_GAS | BASE | BASE | EAF_60 | none | none | IRP24_LOW | RES_MRGN_10 | BASE3
411 | S411 | 0 |  | pklein-DESKTOP | copt | copt | TRUE | TRUE | 0 | FALSE | none |  | TRUE | [2025, 2029]+list(range(2030,2051,5)) | range(2030,2051,2) | W_P50 | W_P50 | SL_6 | 1 | redz_corridors_eia | copt | LC | existing+tdp | BASE_COALFLEX | DELAYED_ESKOM_2035 | TRUE | TRUE | 70% | 50% | BASE_PMR1b | FS_2045 | BASE | BASE | BASE | BASE_PMR1b | 9.2% | BASE_PMR1b | FS_2045 | MOD_CNST | MTSAO_BQ | MOD_CNST | UNC | DIESEL_LNG | NO_MIN_GAS | NO_MIN_GAS | BASE | BASE | EAF_60 | none | none | IRP24_LOW | RES_MRGN_10 | BASE3
412 | S412 | 0 |  | pklein-DESKTOP | copt | copt | TRUE | TRUE | 0 | FALSE | none |  | TRUE | [2025, 2029]+list(range(2030,2051,5)) | range(2030,2051,2) | W_P50 | W_P50 | SL_6 | 1 | redz_corridors_eia | copt | LC | existing+tdp | BASE_COALFLEX | DELAYED_ESKOM_2035 | TRUE | TRUE | 60% | 150% | BASE_PMR1b | FS_2045 | BASE | BASE | BASE | BASE_PMR1b | 9.2% | BASE_PMR1b | FS_2045 | MOD_CNST | MTSAO_BQ | MOD_CNST | UNC | DIESEL_LNG | NO_MIN_GAS | NO_MIN_GAS | BASE | BASE | EAF_60 | none | none | IRP24_LOW | RES_MRGN_10 | BASE3
413 | S413 | 0 |  | pklein-DESKTOP | copt | copt | TRUE | TRUE | 0 | FALSE | none |  | TRUE | [2025, 2029]+list(range(2030,2051,5)) | range(2030,2051,2) | W_P50 | W_P50 | SL_6 | 1 | redz_corridors_eia | copt | LC | existing+tdp | BASE_COALFLEX | DELAYED_ESKOM_2035 | TRUE | TRUE | 60% | 100% | BASE_PMR1b | FS_2045 | BASE | BASE | BASE | BASE_PMR1b | 9.2% | BASE_PMR1b | FS_2045 | MOD_CNST | MTSAO_BQ | MOD_CNST | UNC | DIESEL_LNG | NO_MIN_GAS | NO_MIN_GAS | BASE | BASE | EAF_60 | none | none | IRP24_LOW | RES_MRGN_10 | BASE3
414 | S414 | 0 |  | pklein-DESKTOP | copt | copt | TRUE | TRUE | 0 | FALSE | none |  | TRUE | [2025, 2029]+list(range(2030,2051,5)) | range(2030,2051,2) | W_P50 | W_P50 | SL_6 | 1 | redz_corridors_eia | copt | LC | existing+tdp | BASE_COALFLEX | DELAYED_ESKOM_2035 | TRUE | TRUE | 60% | 50% | BASE_PMR1b | FS_2045 | BASE | BASE | BASE | BASE_PMR1b | 9.2% | BASE_PMR1b | FS_2045 | MOD_CNST | MTSAO_BQ | MOD_CNST | UNC | DIESEL_LNG | NO_MIN_GAS | NO_MIN_GAS | BASE | BASE | EAF_60 | none | none | IRP24_LOW | RES_MRGN_10 | BASE3
415 | S415 | 0 |  | pklein-DESKTOP | copt | copt | TRUE | TRUE | 0 | FALSE | none |  | TRUE | [2025, 2029]+list(range(2030,2051,5)) | range(2030,2051,2) | W_P50 | W_P50 | SL_6 | 1 | redz_corridors_eia | copt | LC | existing+tdp | BASE_COALFLEX | DELAYED_ESKOM_2035 | TRUE | TRUE | 50% | 150% | BASE_PMR1b | FS_2045 | BASE | BASE | BASE | BASE_PMR1b | 9.2% | BASE_PMR1b | FS_2045 | MOD_CNST | MTSAO_BQ | MOD_CNST | UNC | DIESEL_LNG | NO_MIN_GAS | NO_MIN_GAS | BASE | BASE | EAF_60 | none | none | IRP24_LOW | RES_MRGN_10 | BASE3
416 | S416 | 0 |  | pklein-DESKTOP | copt | copt | TRUE | TRUE | 0 | FALSE | none |  | TRUE | [2025, 2029]+list(range(2030,2051,5)) | range(2030,2051,2) | W_P50 | W_P50 | SL_6 | 1 | redz_corridors_eia | copt | LC | existing+tdp | BASE_COALFLEX | DELAYED_ESKOM_2035 | TRUE | TRUE | 50% | 100% | BASE_PMR1b | FS_2045 | BASE | BASE | BASE | BASE_PMR1b | 9.2% | BASE_PMR1b | FS_2045 | MOD_CNST | MTSAO_BQ | MOD_CNST | UNC | DIESEL_LNG | NO_MIN_GAS | NO_MIN_GAS | BASE | BASE | EAF_60 | none | none | IRP24_LOW | RES_MRGN_10 | BASE3
417 | S417 | 0 |  | pklein-DESKTOP | copt | copt | TRUE | TRUE | 0 | FALSE | none |  | TRUE | [2025, 2029]+list(range(2030,2051,5)) | range(2030,2051,2) | W_P50 | W_P50 | SL_6 | 1 | redz_corridors_eia | copt | LC | existing+tdp | BASE_COALFLEX | DELAYED_ESKOM_2035 | TRUE | TRUE | 50% | 50% | BASE_PMR1b | FS_2045 | BASE | BASE | BASE | BASE_PMR1b | 9.2% | BASE_PMR1b | FS_2045 | MOD_CNST | MTSAO_BQ | MOD_CNST | UNC | DIESEL_LNG | NO_MIN_GAS | NO_MIN_GAS | BASE | BASE | EAF_60 | none | none | IRP24_LOW | RES_MRGN_10 | BASE3
418 | S418 | 0 |  | pklein-DESKTOP | copt | copt | TRUE | TRUE | 0 | FALSE | none |  | TRUE | [2025, 2029]+list(range(2030,2051,5)) | range(2030,2051,2) | W_P50 | W_P50 | SL_6 | 1 | redz_corridors_eia | copt | LC | existing+tdp | BASE_COALFLEX | DELAYED_ESKOM_2035 | TRUE | TRUE | 40% | 150% | BASE_PMR1b | FS_2045 | BASE | BASE | BASE | BASE_PMR1b | 9.2% | BASE_PMR1b | FS_2045 | MOD_CNST | MTSAO_BQ | MOD_CNST | UNC | DIESEL_LNG | NO_MIN_GAS | NO_MIN_GAS | BASE | BASE | EAF_60 | none | none | IRP24_LOW | RES_MRGN_10 | BASE3
419 | S419 | 0 |  | pklein-DESKTOP | copt | copt | TRUE | TRUE | 0 | FALSE | none |  | TRUE | [2025, 2029]+list(range(2030,2051,5)) | range(2030,2051,2) | W_P50 | W_P50 | SL_6 | 1 | redz_corridors_eia | copt | LC | existing+tdp | BASE_COALFLEX | DELAYED_ESKOM_2035 | TRUE | TRUE | 40% | 100% | BASE_PMR1b | FS_2045 | BASE | BASE | BASE | BASE_PMR1b | 9.2% | BASE_PMR1b | FS_2045 | MOD_CNST | MTSAO_BQ | MOD_CNST | UNC | DIESEL_LNG | NO_MIN_GAS | NO_MIN_GAS | BASE | BASE | EAF_60 | none | none | IRP24_LOW | RES_MRGN_10 | BASE3
420 | S420 | 0 |  | pklein-DESKTOP | copt | copt | TRUE | TRUE | 0 | FALSE | none |  | TRUE | [2025, 2029]+list(range(2030,2051,5)) | range(2030,2051,2) | W_P50 | W_P50 | SL_6 | 1 | redz_corridors_eia | copt | LC | existing+tdp | BASE_COALFLEX | DELAYED_ESKOM_2035 | TRUE | TRUE | 40% | 50% | BASE_PMR1b | FS_2045 | BASE | BASE | BASE | BASE_PMR1b | 9.2% | BASE_PMR1b | FS_2045 | MOD_CNST | MTSAO_BQ | MOD_CNST | UNC | DIESEL_LNG | NO_MIN_GAS | NO_MIN_GAS | BASE | BASE | EAF_60 | none | none | IRP24_LOW | RES_MRGN_10 | BASE3
421 | S421 | 0 |  | pklein-DESKTOP | copt | copt | TRUE | TRUE | 0 | FALSE | none |  | TRUE | [2025, 2029]+list(range(2030,2051,5)) | range(2030,2051,2) | W_P50 | W_P50 | SL_12 | 1 | redz_corridors_eia | copt | LC | existing+tdp | BASE_COALFLEX | DELAYED_ESKOM_2035 | TRUE | TRUE | 70% | 150% | BASE_PMR1b | FS_2045 | BASE | BASE | BASE | BASE_PMR1b | 9.2% | BASE_PMR1b | FS_2045 | MOD_CNST | MTSAO_BQ | MOD_CNST | UNC | DIESEL_LNG | NO_MIN_GAS | NO_MIN_GAS | BASE | BASE | EAF_60 | none | none | IRP24_LOW | RES_MRGN_10 | BASE3
422 | S422 | 0 |  | pklein-DESKTOP | copt | copt | TRUE | TRUE | 0 | FALSE | none |  | TRUE | [2025, 2029]+list(range(2030,2051,5)) | range(2030,2051,2) | W_P50 | W_P50 | SL_12 | 1 | redz_corridors_eia | copt | LC | existing+tdp | BASE_COALFLEX | DELAYED_ESKOM_2035 | TRUE | TRUE | 70% | 100% | BASE_PMR1b | FS_2045 | BASE | BASE | BASE | BASE_PMR1b | 9.2% | BASE_PMR1b | FS_2045 | MOD_CNST | MTSAO_BQ | MOD_CNST | UNC | DIESEL_LNG | NO_MIN_GAS | NO_MIN_GAS | BASE | BASE | EAF_60 | none | none | IRP24_LOW | RES_MRGN_10 | BASE3
423 | S423 | 0 |  | pklein-DESKTOP | copt | copt | TRUE | TRUE | 0 | FALSE | none |  | TRUE | [2025, 2029]+list(range(2030,2051,5)) | range(2030,2051,2) | W_P50 | W_P50 | SL_12 | 1 | redz_corridors_eia | copt | LC | existing+tdp | BASE_COALFLEX | DELAYED_ESKOM_2035 | TRUE | TRUE | 70% | 50% | BASE_PMR1b | FS_2045 | BASE | BASE | BASE | BASE_PMR1b | 9.2% | BASE_PMR1b | FS_2045 | MOD_CNST | MTSAO_BQ | MOD_CNST | UNC | DIESEL_LNG | NO_MIN_GAS | NO_MIN_GAS | BASE | BASE | EAF_60 | none | none | IRP24_LOW | RES_MRGN_10 | BASE3
424 | S424 | 0 |  | pklein-DESKTOP | copt | copt | TRUE | TRUE | 0 | FALSE | none |  | TRUE | [2025, 2029]+list(range(2030,2051,5)) | range(2030,2051,2) | W_P50 | W_P50 | SL_12 | 1 | redz_corridors_eia | copt | LC | existing+tdp | BASE_COALFLEX | DELAYED_ESKOM_2035 | TRUE | TRUE | 60% | 150% | BASE_PMR1b | FS_2045 | BASE | BASE | BASE | BASE_PMR1b | 9.2% | BASE_PMR1b | FS_2045 | MOD_CNST | MTSAO_BQ | MOD_CNST | UNC | DIESEL_LNG | NO_MIN_GAS | NO_MIN_GAS | BASE | BASE | EAF_60 | none | none | IRP24_LOW | RES_MRGN_10 | BASE3
425 | S425 | 0 |  | pklein-DESKTOP | copt | copt | TRUE | TRUE | 0 | FALSE | none |  | TRUE | [2025, 2029]+list(range(2030,2051,5)) | range(2030,2051,2) | W_P50 | W_P50 | SL_12 | 1 | redz_corridors_eia | copt | LC | existing+tdp | BASE_COALFLEX | DELAYED_ESKOM_2035 | TRUE | TRUE | 60% | 100% | BASE_PMR1b | FS_2045 | BASE | BASE | BASE | BASE_PMR1b | 9.2% | BASE_PMR1b | FS_2045 | MOD_CNST | MTSAO_BQ | MOD_CNST | UNC | DIESEL_LNG | NO_MIN_GAS | NO_MIN_GAS | BASE | BASE | EAF_60 | none | none | IRP24_LOW | RES_MRGN_10 | BASE3
426 | S426 | 0 |  | pklein-DESKTOP | copt | copt | TRUE | TRUE | 0 | FALSE | none |  | TRUE | [2025, 2029]+list(range(2030,2051,5)) | range(2030,2051,2) | W_P50 | W_P50 | SL_12 | 1 | redz_corridors_eia | copt | LC | existing+tdp | BASE_COALFLEX | DELAYED_ESKOM_2035 | TRUE | TRUE | 60% | 50% | BASE_PMR1b | FS_2045 | BASE | BASE | BASE | BASE_PMR1b | 9.2% | BASE_PMR1b | FS_2045 | MOD_CNST | MTSAO_BQ | MOD_CNST | UNC | DIESEL_LNG | NO_MIN_GAS | NO_MIN_GAS | BASE | BASE | EAF_60 | none | none | IRP24_LOW | RES_MRGN_10 | BASE3
427 | S427 | 0 |  | pklein-DESKTOP | copt | copt | TRUE | TRUE | 0 | FALSE | none |  | TRUE | [2025, 2029]+list(range(2030,2051,5)) | range(2030,2051,2) | W_P50 | W_P50 | SL_12 | 1 | redz_corridors_eia | copt | LC | existing+tdp | BASE_COALFLEX | DELAYED_ESKOM_2035 | TRUE | TRUE | 50% | 150% | BASE_PMR1b | FS_2045 | BASE | BASE | BASE | BASE_PMR1b | 9.2% | BASE_PMR1b | FS_2045 | MOD_CNST | MTSAO_BQ | MOD_CNST | UNC | DIESEL_LNG | NO_MIN_GAS | NO_MIN_GAS | BASE | BASE | EAF_60 | none | none | IRP24_LOW | RES_MRGN_10 | BASE3
428 | S428 | 0 |  | pklein-DESKTOP | copt | copt | TRUE | TRUE | 0 | FALSE | none |  | TRUE | [2025, 2029]+list(range(2030,2051,5)) | range(2030,2051,2) | W_P50 | W_P50 | SL_12 | 1 | redz_corridors_eia | copt | LC | existing+tdp | BASE_COALFLEX | DELAYED_ESKOM_2035 | TRUE | TRUE | 50% | 100% | BASE_PMR1b | FS_2045 | BASE | BASE | BASE | BASE_PMR1b | 9.2% | BASE_PMR1b | FS_2045 | MOD_CNST | MTSAO_BQ | MOD_CNST | UNC | DIESEL_LNG | NO_MIN_GAS | NO_MIN_GAS | BASE | BASE | EAF_60 | none | none | IRP24_LOW | RES_MRGN_10 | BASE3
429 | S429 | 0 |  | pklein-DESKTOP | copt | copt | TRUE | TRUE | 0 | FALSE | none |  | TRUE | [2025, 2029]+list(range(2030,2051,5)) | range(2030,2051,2) | W_P50 | W_P50 | SL_12 | 1 | redz_corridors_eia | copt | LC | existing+tdp | BASE_COALFLEX | DELAYED_ESKOM_2035 | TRUE | TRUE | 50% | 50% | BASE_PMR1b | FS_2045 | BASE | BASE | BASE | BASE_PMR1b | 9.2% | BASE_PMR1b | FS_2045 | MOD_CNST | MTSAO_BQ | MOD_CNST | UNC | DIESEL_LNG | NO_MIN_GAS | NO_MIN_GAS | BASE | BASE | EAF_60 | none | none | IRP24_LOW | RES_MRGN_10 | BASE3
430 | S430 | 0 |  | pklein-DESKTOP | copt | copt | TRUE | TRUE | 0 | FALSE | none |  | TRUE | [2025, 2029]+list(range(2030,2051,5)) | range(2030,2051,2) | W_P50 | W_P50 | SL_12 | 1 | redz_corridors_eia | copt | LC | existing+tdp | BASE_COALFLEX | DELAYED_ESKOM_2035 | TRUE | TRUE | 40% | 150% | BASE_PMR1b | FS_2045 | BASE | BASE | BASE | BASE_PMR1b | 9.2% | BASE_PMR1b | FS_2045 | MOD_CNST | MTSAO_BQ | MOD_CNST | UNC | DIESEL_LNG | NO_MIN_GAS | NO_MIN_GAS | BASE | BASE | EAF_60 | none | none | IRP24_LOW | RES_MRGN_10 | BASE3
431 | S431 | 0 |  | pklein-DESKTOP | copt | copt | TRUE | TRUE | 0 | FALSE | none |  | TRUE | [2025, 2029]+list(range(2030,2051,5)) | range(2030,2051,2) | W_P50 | W_P50 | SL_12 | 1 | redz_corridors_eia | copt | LC | existing+tdp | BASE_COALFLEX | DELAYED_ESKOM_2035 | TRUE | TRUE | 40% | 100% | BASE_PMR1b | FS_2045 | BASE | BASE | BASE | BASE_PMR1b | 9.2% | BASE_PMR1b | FS_2045 | MOD_CNST | MTSAO_BQ | MOD_CNST | UNC | DIESEL_LNG | NO_MIN_GAS | NO_MIN_GAS | BASE | BASE | EAF_60 | none | none | IRP24_LOW | RES_MRGN_10 | BASE3
432 | S432 | 0 |  | pklein-DESKTOP | copt | copt | TRUE | TRUE | 0 | FALSE | none |  | TRUE | [2025, 2029]+list(range(2030,2051,5)) | range(2030,2051,2) | W_P50 | W_P50 | SL_12 | 1 | redz_corridors_eia | copt | LC | existing+tdp | BASE_COALFLEX | DELAYED_ESKOM_2035 | TRUE | TRUE | 40% | 50% | BASE_PMR1b | FS_2045 | BASE | BASE | BASE | BASE_PMR1b | 9.2% | BASE_PMR1b | FS_2045 | MOD_CNST | MTSAO_BQ | MOD_CNST | UNC | DIESEL_LNG | NO_MIN_GAS | NO_MIN_GAS | BASE | BASE | EAF_60 | none | none | IRP24_LOW | RES_MRGN_10 | BASE3
433 | S433 | 0 |  | pklein-DESKTOP2 | copt | copt | TRUE | TRUE | 0 | FALSE | none |  | TRUE | [2025, 2029]+list(range(2030,2051,5)) | range(2030,2051,2) | W_P50 | W_P50 | SL_0 | 1 | redz_corridors_eia | copt | LC | existing+tdp | BASE_COALFLEX | DELAYED_ESKOM_2035 | TRUE | FALSE | 70% | 150% | BASE_PMR1b | FS_2045 | BASE | BASE | BASE | BASE_PMR1b | 9.2% | BASE_PMR1b | FS_2045 | MOD_CNST | MTSAO_BQ | MOD_CNST | UNC | DIESEL_LNG | NO_MIN_GAS | NO_MIN_GAS | BASE | BASE | EAF_60 | none | none | IRP24_LOW | RES_MRGN_10 | BASE3
434 | S434 | 0 |  | pklein-DESKTOP2 | copt | copt | TRUE | TRUE | 0 | FALSE | none |  | TRUE | [2025, 2029]+list(range(2030,2051,5)) | range(2030,2051,2) | W_P50 | W_P50 | SL_0 | 1 | redz_corridors_eia | copt | LC | existing+tdp | BASE_COALFLEX | DELAYED_ESKOM_2035 | TRUE | FALSE | 70% | 100% | BASE_PMR1b | FS_2045 | BASE | BASE | BASE | BASE_PMR1b | 9.2% | BASE_PMR1b | FS_2045 | MOD_CNST | MTSAO_BQ | MOD_CNST | UNC | DIESEL_LNG | NO_MIN_GAS | NO_MIN_GAS | BASE | BASE | EAF_60 | none | none | IRP24_LOW | RES_MRGN_10 | BASE3
435 | S435 | 0 |  | pklein-DESKTOP2 | copt | copt | TRUE | TRUE | 0 | FALSE | none |  | TRUE | [2025, 2029]+list(range(2030,2051,5)) | range(2030,2051,2) | W_P50 | W_P50 | SL_0 | 1 | redz_corridors_eia | copt | LC | existing+tdp | BASE_COALFLEX | DELAYED_ESKOM_2035 | TRUE | FALSE | 70% | 50% | BASE_PMR1b | FS_2045 | BASE | BASE | BASE | BASE_PMR1b | 9.2% | BASE_PMR1b | FS_2045 | MOD_CNST | MTSAO_BQ | MOD_CNST | UNC | DIESEL_LNG | NO_MIN_GAS | NO_MIN_GAS | BASE | BASE | EAF_60 | none | none | IRP24_LOW | RES_MRGN_10 | BASE3
436 | S436 | 0 |  | pklein-DESKTOP2 | copt | copt | TRUE | TRUE | 0 | FALSE | none |  | TRUE | [2025, 2029]+list(range(2030,2051,5)) | range(2030,2051,2) | W_P50 | W_P50 | SL_0 | 1 | redz_corridors_eia | copt | LC | existing+tdp | BASE_COALFLEX | DELAYED_ESKOM_2035 | TRUE | FALSE | 60% | 150% | BASE_PMR1b | FS_2045 | BASE | BASE | BASE | BASE_PMR1b | 9.2% | BASE_PMR1b | FS_2045 | MOD_CNST | MTSAO_BQ | MOD_CNST | UNC | DIESEL_LNG | NO_MIN_GAS | NO_MIN_GAS | BASE | BASE | EAF_60 | none | none | IRP24_LOW | RES_MRGN_10 | BASE3
437 | S437 | 0 |  | pklein-DESKTOP2 | copt | copt | TRUE | TRUE | 0 | FALSE | none |  | TRUE | [2025, 2029]+list(range(2030,2051,5)) | range(2030,2051,2) | W_P50 | W_P50 | SL_0 | 1 | redz_corridors_eia | copt | LC | existing+tdp | BASE_COALFLEX | DELAYED_ESKOM_2035 | TRUE | FALSE | 60% | 100% | BASE_PMR1b | FS_2045 | BASE | BASE | BASE | BASE_PMR1b | 9.2% | BASE_PMR1b | FS_2045 | MOD_CNST | MTSAO_BQ | MOD_CNST | UNC | DIESEL_LNG | NO_MIN_GAS | NO_MIN_GAS | BASE | BASE | EAF_60 | none | none | IRP24_LOW | RES_MRGN_10 | BASE3
438 | S438 | 0 |  | pklein-DESKTOP2 | copt | copt | TRUE | TRUE | 0 | FALSE | none |  | TRUE | [2025, 2029]+list(range(2030,2051,5)) | range(2030,2051,2) | W_P50 | W_P50 | SL_0 | 1 | redz_corridors_eia | copt | LC | existing+tdp | BASE_COALFLEX | DELAYED_ESKOM_2035 | TRUE | FALSE | 60% | 50% | BASE_PMR1b | FS_2045 | BASE | BASE | BASE | BASE_PMR1b | 9.2% | BASE_PMR1b | FS_2045 | MOD_CNST | MTSAO_BQ | MOD_CNST | UNC | DIESEL_LNG | NO_MIN_GAS | NO_MIN_GAS | BASE | BASE | EAF_60 | none | none | IRP24_LOW | RES_MRGN_10 | BASE3
439 | S439 | 0 |  | pklein-DESKTOP2 | copt | copt | TRUE | TRUE | 0 | FALSE | none |  | TRUE | [2025, 2029]+list(range(2030,2051,5)) | range(2030,2051,2) | W_P50 | W_P50 | SL_0 | 1 | redz_corridors_eia | copt | LC | existing+tdp | BASE_COALFLEX | DELAYED_ESKOM_2035 | TRUE | FALSE | 50% | 150% | BASE_PMR1b | FS_2045 | BASE | BASE | BASE | BASE_PMR1b | 9.2% | BASE_PMR1b | FS_2045 | MOD_CNST | MTSAO_BQ | MOD_CNST | UNC | DIESEL_LNG | NO_MIN_GAS | NO_MIN_GAS | BASE | BASE | EAF_60 | none | none | IRP24_LOW | RES_MRGN_10 | BASE3
440 | S440 | 0 |  | pklein-DESKTOP2 | copt | copt | TRUE | TRUE | 0 | FALSE | none |  | TRUE | [2025, 2029]+list(range(2030,2051,5)) | range(2030,2051,2) | W_P50 | W_P50 | SL_0 | 1 | redz_corridors_eia | copt | LC | existing+tdp | BASE_COALFLEX | DELAYED_ESKOM_2035 | TRUE | FALSE | 50% | 100% | BASE_PMR1b | FS_2045 | BASE | BASE | BASE | BASE_PMR1b | 9.2% | BASE_PMR1b | FS_2045 | MOD_CNST | MTSAO_BQ | MOD_CNST | UNC | DIESEL_LNG | NO_MIN_GAS | NO_MIN_GAS | BASE | BASE | EAF_60 | none | none | IRP24_LOW | RES_MRGN_10 | BASE3
441 | S441 | 0 |  | pklein-DESKTOP2 | copt | copt | TRUE | TRUE | 0 | FALSE | none |  | TRUE | [2025, 2029]+list(range(2030,2051,5)) | range(2030,2051,2) | W_P50 | W_P50 | SL_0 | 1 | redz_corridors_eia | copt | LC | existing+tdp | BASE_COALFLEX | DELAYED_ESKOM_2035 | TRUE | FALSE | 50% | 50% | BASE_PMR1b | FS_2045 | BASE | BASE | BASE | BASE_PMR1b | 9.2% | BASE_PMR1b | FS_2045 | MOD_CNST | MTSAO_BQ | MOD_CNST | UNC | DIESEL_LNG | NO_MIN_GAS | NO_MIN_GAS | BASE | BASE | EAF_60 | none | none | IRP24_LOW | RES_MRGN_10 | BASE3
442 | S442 | 0 |  | pklein-DESKTOP2 | copt | copt | TRUE | TRUE | 0 | FALSE | none |  | TRUE | [2025, 2029]+list(range(2030,2051,5)) | range(2030,2051,2) | W_P50 | W_P50 | SL_0 | 1 | redz_corridors_eia | copt | LC | existing+tdp | BASE_COALFLEX | DELAYED_ESKOM_2035 | TRUE | FALSE | 40% | 150% | BASE_PMR1b | FS_2045 | BASE | BASE | BASE | BASE_PMR1b | 9.2% | BASE_PMR1b | FS_2045 | MOD_CNST | MTSAO_BQ | MOD_CNST | UNC | DIESEL_LNG | NO_MIN_GAS | NO_MIN_GAS | BASE | BASE | EAF_60 | none | none | IRP24_LOW | RES_MRGN_10 | BASE3
443 | S443 | 0 |  | pklein-DESKTOP2 | copt | copt | TRUE | TRUE | 0 | FALSE | none |  | TRUE | [2025, 2029]+list(range(2030,2051,5)) | range(2030,2051,2) | W_P50 | W_P50 | SL_0 | 1 | redz_corridors_eia | copt | LC | existing+tdp | BASE_COALFLEX | DELAYED_ESKOM_2035 | TRUE | FALSE | 40% | 100% | BASE_PMR1b | FS_2045 | BASE | BASE | BASE | BASE_PMR1b | 9.2% | BASE_PMR1b | FS_2045 | MOD_CNST | MTSAO_BQ | MOD_CNST | UNC | DIESEL_LNG | NO_MIN_GAS | NO_MIN_GAS | BASE | BASE | EAF_60 | none | none | IRP24_LOW | RES_MRGN_10 | BASE3
444 | S444 | 0 |  | pklein-DESKTOP2 | copt | copt | TRUE | TRUE | 0 | FALSE | none |  | TRUE | [2025, 2029]+list(range(2030,2051,5)) | range(2030,2051,2) | W_P50 | W_P50 | SL_0 | 1 | redz_corridors_eia | copt | LC | existing+tdp | BASE_COALFLEX | DELAYED_ESKOM_2035 | TRUE | FALSE | 40% | 50% | BASE_PMR1b | FS_2045 | BASE | BASE | BASE | BASE_PMR1b | 9.2% | BASE_PMR1b | FS_2045 | MOD_CNST | MTSAO_BQ | MOD_CNST | UNC | DIESEL_LNG | NO_MIN_GAS | NO_MIN_GAS | BASE | BASE | EAF_60 | none | none | IRP24_LOW | RES_MRGN_10 | BASE3
445 | S445 | 0 |  | pklein-DESKTOP2 | copt | copt | TRUE | TRUE | 0 | FALSE | none |  | TRUE | [2025, 2029]+list(range(2030,2051,5)) | range(2030,2051,2) | W_P50 | W_P50 | SL_1 | 1 | redz_corridors_eia | copt | LC | existing+tdp | BASE_COALFLEX | DELAYED_ESKOM_2035 | TRUE | FALSE | 70% | 150% | BASE_PMR1b | FS_2045 | BASE | BASE | BASE | BASE_PMR1b | 9.2% | BASE_PMR1b | FS_2045 | MOD_CNST | MTSAO_BQ | MOD_CNST | UNC | DIESEL_LNG | NO_MIN_GAS | NO_MIN_GAS | BASE | BASE | EAF_60 | none | none | IRP24_LOW | RES_MRGN_10 | BASE3
446 | S446 | 0 |  | pklein-DESKTOP2 | copt | copt | TRUE | TRUE | 0 | FALSE | none |  | TRUE | [2025, 2029]+list(range(2030,2051,5)) | range(2030,2051,2) | W_P50 | W_P50 | SL_1 | 1 | redz_corridors_eia | copt | LC | existing+tdp | BASE_COALFLEX | DELAYED_ESKOM_2035 | TRUE | FALSE | 70% | 100% | BASE_PMR1b | FS_2045 | BASE | BASE | BASE | BASE_PMR1b | 9.2% | BASE_PMR1b | FS_2045 | MOD_CNST | MTSAO_BQ | MOD_CNST | UNC | DIESEL_LNG | NO_MIN_GAS | NO_MIN_GAS | BASE | BASE | EAF_60 | none | none | IRP24_LOW | RES_MRGN_10 | BASE3
447 | S447 | 0 |  | pklein-DESKTOP2 | copt | copt | TRUE | TRUE | 0 | FALSE | none |  | TRUE | [2025, 2029]+list(range(2030,2051,5)) | range(2030,2051,2) | W_P50 | W_P50 | SL_1 | 1 | redz_corridors_eia | copt | LC | existing+tdp | BASE_COALFLEX | DELAYED_ESKOM_2035 | TRUE | FALSE | 70% | 50% | BASE_PMR1b | FS_2045 | BASE | BASE | BASE | BASE_PMR1b | 9.2% | BASE_PMR1b | FS_2045 | MOD_CNST | MTSAO_BQ | MOD_CNST | UNC | DIESEL_LNG | NO_MIN_GAS | NO_MIN_GAS | BASE | BASE | EAF_60 | none | none | IRP24_LOW | RES_MRGN_10 | BASE3
448 | S448 | 0 |  | pklein-DESKTOP2 | copt | copt | TRUE | TRUE | 0 | FALSE | none |  | TRUE | [2025, 2029]+list(range(2030,2051,5)) | range(2030,2051,2) | W_P50 | W_P50 | SL_1 | 1 | redz_corridors_eia | copt | LC | existing+tdp | BASE_COALFLEX | DELAYED_ESKOM_2035 | TRUE | FALSE | 60% | 150% | BASE_PMR1b | FS_2045 | BASE | BASE | BASE | BASE_PMR1b | 9.2% | BASE_PMR1b | FS_2045 | MOD_CNST | MTSAO_BQ | MOD_CNST | UNC | DIESEL_LNG | NO_MIN_GAS | NO_MIN_GAS | BASE | BASE | EAF_60 | none | none | IRP24_LOW | RES_MRGN_10 | BASE3
449 | S449 | 0 |  | pklein-DESKTOP2 | copt | copt | TRUE | TRUE | 0 | FALSE | none |  | TRUE | [2025, 2029]+list(range(2030,2051,5)) | range(2030,2051,2) | W_P50 | W_P50 | SL_1 | 1 | redz_corridors_eia | copt | LC | existing+tdp | BASE_COALFLEX | DELAYED_ESKOM_2035 | TRUE | FALSE | 60% | 100% | BASE_PMR1b | FS_2045 | BASE | BASE | BASE | BASE_PMR1b | 9.2% | BASE_PMR1b | FS_2045 | MOD_CNST | MTSAO_BQ | MOD_CNST | UNC | DIESEL_LNG | NO_MIN_GAS | NO_MIN_GAS | BASE | BASE | EAF_60 | none | none | IRP24_LOW | RES_MRGN_10 | BASE3
450 | S450 | 0 |  | pklein-DESKTOP2 | copt | copt | TRUE | TRUE | 0 | FALSE | none |  | TRUE | [2025, 2029]+list(range(2030,2051,5)) | range(2030,2051,2) | W_P50 | W_P50 | SL_1 | 1 | redz_corridors_eia | copt | LC | existing+tdp | BASE_COALFLEX | DELAYED_ESKOM_2035 | TRUE | FALSE | 60% | 50% | BASE_PMR1b | FS_2045 | BASE | BASE | BASE | BASE_PMR1b | 9.2% | BASE_PMR1b | FS_2045 | MOD_CNST | MTSAO_BQ | MOD_CNST | UNC | DIESEL_LNG | NO_MIN_GAS | NO_MIN_GAS | BASE | BASE | EAF_60 | none | none | IRP24_LOW | RES_MRGN_10 | BASE3
451 | S451 | 0 |  | pklein-DESKTOP2 | copt | copt | TRUE | TRUE | 0 | FALSE | none |  | TRUE | [2025, 2029]+list(range(2030,2051,5)) | range(2030,2051,2) | W_P50 | W_P50 | SL_1 | 1 | redz_corridors_eia | copt | LC | existing+tdp | BASE_COALFLEX | DELAYED_ESKOM_2035 | TRUE | FALSE | 50% | 150% | BASE_PMR1b | FS_2045 | BASE | BASE | BASE | BASE_PMR1b | 9.2% | BASE_PMR1b | FS_2045 | MOD_CNST | MTSAO_BQ | MOD_CNST | UNC | DIESEL_LNG | NO_MIN_GAS | NO_MIN_GAS | BASE | BASE | EAF_60 | none | none | IRP24_LOW | RES_MRGN_10 | BASE3
452 | S452 | 0 |  | pklein-DESKTOP2 | copt | copt | TRUE | TRUE | 0 | FALSE | none |  | TRUE | [2025, 2029]+list(range(2030,2051,5)) | range(2030,2051,2) | W_P50 | W_P50 | SL_1 | 1 | redz_corridors_eia | copt | LC | existing+tdp | BASE_COALFLEX | DELAYED_ESKOM_2035 | TRUE | FALSE | 50% | 100% | BASE_PMR1b | FS_2045 | BASE | BASE | BASE | BASE_PMR1b | 9.2% | BASE_PMR1b | FS_2045 | MOD_CNST | MTSAO_BQ | MOD_CNST | UNC | DIESEL_LNG | NO_MIN_GAS | NO_MIN_GAS | BASE | BASE | EAF_60 | none | none | IRP24_LOW | RES_MRGN_10 | BASE3
453 | S453 | 0 |  | pklein-DESKTOP2 | copt | copt | TRUE | TRUE | 0 | FALSE | none |  | TRUE | [2025, 2029]+list(range(2030,2051,5)) | range(2030,2051,2) | W_P50 | W_P50 | SL_1 | 1 | redz_corridors_eia | copt | LC | existing+tdp | BASE_COALFLEX | DELAYED_ESKOM_2035 | TRUE | FALSE | 50% | 50% | BASE_PMR1b | FS_2045 | BASE | BASE | BASE | BASE_PMR1b | 9.2% | BASE_PMR1b | FS_2045 | MOD_CNST | MTSAO_BQ | MOD_CNST | UNC | DIESEL_LNG | NO_MIN_GAS | NO_MIN_GAS | BASE | BASE | EAF_60 | none | none | IRP24_LOW | RES_MRGN_10 | BASE3
454 | S454 | 0 |  | pklein-DESKTOP2 | copt | copt | TRUE | TRUE | 0 | FALSE | none |  | TRUE | [2025, 2029]+list(range(2030,2051,5)) | range(2030,2051,2) | W_P50 | W_P50 | SL_1 | 1 | redz_corridors_eia | copt | LC | existing+tdp | BASE_COALFLEX | DELAYED_ESKOM_2035 | TRUE | FALSE | 40% | 150% | BASE_PMR1b | FS_2045 | BASE | BASE | BASE | BASE_PMR1b | 9.2% | BASE_PMR1b | FS_2045 | MOD_CNST | MTSAO_BQ | MOD_CNST | UNC | DIESEL_LNG | NO_MIN_GAS | NO_MIN_GAS | BASE | BASE | EAF_60 | none | none | IRP24_LOW | RES_MRGN_10 | BASE3
455 | S455 | 0 |  | pklein-DESKTOP2 | copt | copt | TRUE | TRUE | 0 | FALSE | none |  | TRUE | [2025, 2029]+list(range(2030,2051,5)) | range(2030,2051,2) | W_P50 | W_P50 | SL_1 | 1 | redz_corridors_eia | copt | LC | existing+tdp | BASE_COALFLEX | DELAYED_ESKOM_2035 | TRUE | FALSE | 40% | 100% | BASE_PMR1b | FS_2045 | BASE | BASE | BASE | BASE_PMR1b | 9.2% | BASE_PMR1b | FS_2045 | MOD_CNST | MTSAO_BQ | MOD_CNST | UNC | DIESEL_LNG | NO_MIN_GAS | NO_MIN_GAS | BASE | BASE | EAF_60 | none | none | IRP24_LOW | RES_MRGN_10 | BASE3
456 | S456 | 0 |  | pklein-DESKTOP2 | copt | copt | TRUE | TRUE | 0 | FALSE | none |  | TRUE | [2025, 2029]+list(range(2030,2051,5)) | range(2030,2051,2) | W_P50 | W_P50 | SL_1 | 1 | redz_corridors_eia | copt | LC | existing+tdp | BASE_COALFLEX | DELAYED_ESKOM_2035 | TRUE | FALSE | 40% | 50% | BASE_PMR1b | FS_2045 | BASE | BASE | BASE | BASE_PMR1b | 9.2% | BASE_PMR1b | FS_2045 | MOD_CNST | MTSAO_BQ | MOD_CNST | UNC | DIESEL_LNG | NO_MIN_GAS | NO_MIN_GAS | BASE | BASE | EAF_60 | none | none | IRP24_LOW | RES_MRGN_10 | BASE3
457 | S457 | 0 |  | pklein-DESKTOP2 | copt | copt | TRUE | TRUE | 0 | FALSE | none |  | TRUE | [2025, 2029]+list(range(2030,2051,5)) | range(2030,2051,2) | W_P50 | W_P50 | SL_6 | 1 | redz_corridors_eia | copt | LC | existing+tdp | BASE_COALFLEX | DELAYED_ESKOM_2035 | TRUE | FALSE | 70% | 150% | BASE_PMR1b | FS_2045 | BASE | BASE | BASE | BASE_PMR1b | 9.2% | BASE_PMR1b | FS_2045 | MOD_CNST | MTSAO_BQ | MOD_CNST | UNC | DIESEL_LNG | NO_MIN_GAS | NO_MIN_GAS | BASE | BASE | EAF_60 | none | none | IRP24_LOW | RES_MRGN_10 | BASE3
458 | S458 | 0 |  | pklein-DESKTOP2 | copt | copt | TRUE | TRUE | 0 | FALSE | none |  | TRUE | [2025, 2029]+list(range(2030,2051,5)) | range(2030,2051,2) | W_P50 | W_P50 | SL_6 | 1 | redz_corridors_eia | copt | LC | existing+tdp | BASE_COALFLEX | DELAYED_ESKOM_2035 | TRUE | FALSE | 70% | 100% | BASE_PMR1b | FS_2045 | BASE | BASE | BASE | BASE_PMR1b | 9.2% | BASE_PMR1b | FS_2045 | MOD_CNST | MTSAO_BQ | MOD_CNST | UNC | DIESEL_LNG | NO_MIN_GAS | NO_MIN_GAS | BASE | BASE | EAF_60 | none | none | IRP24_LOW | RES_MRGN_10 | BASE3
459 | S459 | 0 |  | pklein-DESKTOP2 | copt | copt | TRUE | TRUE | 0 | FALSE | none |  | TRUE | [2025, 2029]+list(range(2030,2051,5)) | range(2030,2051,2) | W_P50 | W_P50 | SL_6 | 1 | redz_corridors_eia | copt | LC | existing+tdp | BASE_COALFLEX | DELAYED_ESKOM_2035 | TRUE | FALSE | 70% | 50% | BASE_PMR1b | FS_2045 | BASE | BASE | BASE | BASE_PMR1b | 9.2% | BASE_PMR1b | FS_2045 | MOD_CNST | MTSAO_BQ | MOD_CNST | UNC | DIESEL_LNG | NO_MIN_GAS | NO_MIN_GAS | BASE | BASE | EAF_60 | none | none | IRP24_LOW | RES_MRGN_10 | BASE3
460 | S460 | 0 |  | pklein-DESKTOP2 | copt | copt | TRUE | TRUE | 0 | FALSE | none |  | TRUE | [2025, 2029]+list(range(2030,2051,5)) | range(2030,2051,2) | W_P50 | W_P50 | SL_6 | 1 | redz_corridors_eia | copt | LC | existing+tdp | BASE_COALFLEX | DELAYED_ESKOM_2035 | TRUE | FALSE | 60% | 150% | BASE_PMR1b | FS_2045 | BASE | BASE | BASE | BASE_PMR1b | 9.2% | BASE_PMR1b | FS_2045 | MOD_CNST | MTSAO_BQ | MOD_CNST | UNC | DIESEL_LNG | NO_MIN_GAS | NO_MIN_GAS | BASE | BASE | EAF_60 | none | none | IRP24_LOW | RES_MRGN_10 | BASE3
461 | S461 | 0 |  | pklein-DESKTOP2 | copt | copt | TRUE | TRUE | 0 | FALSE | none |  | TRUE | [2025, 2029]+list(range(2030,2051,5)) | range(2030,2051,2) | W_P50 | W_P50 | SL_6 | 1 | redz_corridors_eia | copt | LC | existing+tdp | BASE_COALFLEX | DELAYED_ESKOM_2035 | TRUE | FALSE | 60% | 100% | BASE_PMR1b | FS_2045 | BASE | BASE | BASE | BASE_PMR1b | 9.2% | BASE_PMR1b | FS_2045 | MOD_CNST | MTSAO_BQ | MOD_CNST | UNC | DIESEL_LNG | NO_MIN_GAS | NO_MIN_GAS | BASE | BASE | EAF_60 | none | none | IRP24_LOW | RES_MRGN_10 | BASE3
462 | S462 | 0 |  | pklein-DESKTOP2 | copt | copt | TRUE | TRUE | 0 | FALSE | none |  | TRUE | [2025, 2029]+list(range(2030,2051,5)) | range(2030,2051,2) | W_P50 | W_P50 | SL_6 | 1 | redz_corridors_eia | copt | LC | existing+tdp | BASE_COALFLEX | DELAYED_ESKOM_2035 | TRUE | FALSE | 60% | 50% | BASE_PMR1b | FS_2045 | BASE | BASE | BASE | BASE_PMR1b | 9.2% | BASE_PMR1b | FS_2045 | MOD_CNST | MTSAO_BQ | MOD_CNST | UNC | DIESEL_LNG | NO_MIN_GAS | NO_MIN_GAS | BASE | BASE | EAF_60 | none | none | IRP24_LOW | RES_MRGN_10 | BASE3
463 | S463 | 0 |  | pklein-DESKTOP2 | copt | copt | TRUE | TRUE | 0 | FALSE | none |  | TRUE | [2025, 2029]+list(range(2030,2051,5)) | range(2030,2051,2) | W_P50 | W_P50 | SL_6 | 1 | redz_corridors_eia | copt | LC | existing+tdp | BASE_COALFLEX | DELAYED_ESKOM_2035 | TRUE | FALSE | 50% | 150% | BASE_PMR1b | FS_2045 | BASE | BASE | BASE | BASE_PMR1b | 9.2% | BASE_PMR1b | FS_2045 | MOD_CNST | MTSAO_BQ | MOD_CNST | UNC | DIESEL_LNG | NO_MIN_GAS | NO_MIN_GAS | BASE | BASE | EAF_60 | none | none | IRP24_LOW | RES_MRGN_10 | BASE3
464 | S464 | 0 |  | pklein-DESKTOP2 | copt | copt | TRUE | TRUE | 0 | FALSE | none |  | TRUE | [2025, 2029]+list(range(2030,2051,5)) | range(2030,2051,2) | W_P50 | W_P50 | SL_6 | 1 | redz_corridors_eia | copt | LC | existing+tdp | BASE_COALFLEX | DELAYED_ESKOM_2035 | TRUE | FALSE | 50% | 100% | BASE_PMR1b | FS_2045 | BASE | BASE | BASE | BASE_PMR1b | 9.2% | BASE_PMR1b | FS_2045 | MOD_CNST | MTSAO_BQ | MOD_CNST | UNC | DIESEL_LNG | NO_MIN_GAS | NO_MIN_GAS | BASE | BASE | EAF_60 | none | none | IRP24_LOW | RES_MRGN_10 | BASE3
465 | S465 | 0 |  | pklein-DESKTOP2 | copt | copt | TRUE | TRUE | 0 | FALSE | none |  | TRUE | [2025, 2029]+list(range(2030,2051,5)) | range(2030,2051,2) | W_P50 | W_P50 | SL_6 | 1 | redz_corridors_eia | copt | LC | existing+tdp | BASE_COALFLEX | DELAYED_ESKOM_2035 | TRUE | FALSE | 50% | 50% | BASE_PMR1b | FS_2045 | BASE | BASE | BASE | BASE_PMR1b | 9.2% | BASE_PMR1b | FS_2045 | MOD_CNST | MTSAO_BQ | MOD_CNST | UNC | DIESEL_LNG | NO_MIN_GAS | NO_MIN_GAS | BASE | BASE | EAF_60 | none | none | IRP24_LOW | RES_MRGN_10 | BASE3
466 | S466 | 0 |  | pklein-DESKTOP2 | copt | copt | TRUE | TRUE | 0 | FALSE | none |  | TRUE | [2025, 2029]+list(range(2030,2051,5)) | range(2030,2051,2) | W_P50 | W_P50 | SL_6 | 1 | redz_corridors_eia | copt | LC | existing+tdp | BASE_COALFLEX | DELAYED_ESKOM_2035 | TRUE | FALSE | 40% | 150% | BASE_PMR1b | FS_2045 | BASE | BASE | BASE | BASE_PMR1b | 9.2% | BASE_PMR1b | FS_2045 | MOD_CNST | MTSAO_BQ | MOD_CNST | UNC | DIESEL_LNG | NO_MIN_GAS | NO_MIN_GAS | BASE | BASE | EAF_60 | none | none | IRP24_LOW | RES_MRGN_10 | BASE3
467 | S467 | 0 |  | pklein-DESKTOP2 | copt | copt | TRUE | TRUE | 0 | FALSE | none |  | TRUE | [2025, 2029]+list(range(2030,2051,5)) | range(2030,2051,2) | W_P50 | W_P50 | SL_6 | 1 | redz_corridors_eia | copt | LC | existing+tdp | BASE_COALFLEX | DELAYED_ESKOM_2035 | TRUE | FALSE | 40% | 100% | BASE_PMR1b | FS_2045 | BASE | BASE | BASE | BASE_PMR1b | 9.2% | BASE_PMR1b | FS_2045 | MOD_CNST | MTSAO_BQ | MOD_CNST | UNC | DIESEL_LNG | NO_MIN_GAS | NO_MIN_GAS | BASE | BASE | EAF_60 | none | none | IRP24_LOW | RES_MRGN_10 | BASE3
468 | S468 | 0 |  | pklein-DESKTOP2 | copt | copt | TRUE | TRUE | 0 | FALSE | none |  | TRUE | [2025, 2029]+list(range(2030,2051,5)) | range(2030,2051,2) | W_P50 | W_P50 | SL_6 | 1 | redz_corridors_eia | copt | LC | existing+tdp | BASE_COALFLEX | DELAYED_ESKOM_2035 | TRUE | FALSE | 40% | 50% | BASE_PMR1b | FS_2045 | BASE | BASE | BASE | BASE_PMR1b | 9.2% | BASE_PMR1b | FS_2045 | MOD_CNST | MTSAO_BQ | MOD_CNST | UNC | DIESEL_LNG | NO_MIN_GAS | NO_MIN_GAS | BASE | BASE | EAF_60 | none | none | IRP24_LOW | RES_MRGN_10 | BASE3
469 | S469 | 0 |  | pklein-DESKTOP2 | copt | copt | TRUE | TRUE | 0 | FALSE | none |  | TRUE | [2025, 2029]+list(range(2030,2051,5)) | range(2030,2051,2) | W_P50 | W_P50 | SL_12 | 1 | redz_corridors_eia | copt | LC | existing+tdp | BASE_COALFLEX | DELAYED_ESKOM_2035 | TRUE | FALSE | 70% | 150% | BASE_PMR1b | FS_2045 | BASE | BASE | BASE | BASE_PMR1b | 9.2% | BASE_PMR1b | FS_2045 | MOD_CNST | MTSAO_BQ | MOD_CNST | UNC | DIESEL_LNG | NO_MIN_GAS | NO_MIN_GAS | BASE | BASE | EAF_60 | none | none | IRP24_LOW | RES_MRGN_10 | BASE3
470 | S470 | 0 |  | pklein-DESKTOP2 | copt | copt | TRUE | TRUE | 0 | FALSE | none |  | TRUE | [2025, 2029]+list(range(2030,2051,5)) | range(2030,2051,2) | W_P50 | W_P50 | SL_12 | 1 | redz_corridors_eia | copt | LC | existing+tdp | BASE_COALFLEX | DELAYED_ESKOM_2035 | TRUE | FALSE | 70% | 100% | BASE_PMR1b | FS_2045 | BASE | BASE | BASE | BASE_PMR1b | 9.2% | BASE_PMR1b | FS_2045 | MOD_CNST | MTSAO_BQ | MOD_CNST | UNC | DIESEL_LNG | NO_MIN_GAS | NO_MIN_GAS | BASE | BASE | EAF_60 | none | none | IRP24_LOW | RES_MRGN_10 | BASE3
471 | S471 | 0 |  | pklein-DESKTOP2 | copt | copt | TRUE | TRUE | 0 | FALSE | none |  | TRUE | [2025, 2029]+list(range(2030,2051,5)) | range(2030,2051,2) | W_P50 | W_P50 | SL_12 | 1 | redz_corridors_eia | copt | LC | existing+tdp | BASE_COALFLEX | DELAYED_ESKOM_2035 | TRUE | FALSE | 70% | 50% | BASE_PMR1b | FS_2045 | BASE | BASE | BASE | BASE_PMR1b | 9.2% | BASE_PMR1b | FS_2045 | MOD_CNST | MTSAO_BQ | MOD_CNST | UNC | DIESEL_LNG | NO_MIN_GAS | NO_MIN_GAS | BASE | BASE | EAF_60 | none | none | IRP24_LOW | RES_MRGN_10 | BASE3
472 | S472 | 0 |  | pklein-DESKTOP2 | copt | copt | TRUE | TRUE | 0 | FALSE | none |  | TRUE | [2025, 2029]+list(range(2030,2051,5)) | range(2030,2051,2) | W_P50 | W_P50 | SL_12 | 1 | redz_corridors_eia | copt | LC | existing+tdp | BASE_COALFLEX | DELAYED_ESKOM_2035 | TRUE | FALSE | 60% | 150% | BASE_PMR1b | FS_2045 | BASE | BASE | BASE | BASE_PMR1b | 9.2% | BASE_PMR1b | FS_2045 | MOD_CNST | MTSAO_BQ | MOD_CNST | UNC | DIESEL_LNG | NO_MIN_GAS | NO_MIN_GAS | BASE | BASE | EAF_60 | none | none | IRP24_LOW | RES_MRGN_10 | BASE3
473 | S473 | 0 |  | pklein-DESKTOP2 | copt | copt | TRUE | TRUE | 0 | FALSE | none |  | TRUE | [2025, 2029]+list(range(2030,2051,5)) | range(2030,2051,2) | W_P50 | W_P50 | SL_12 | 1 | redz_corridors_eia | copt | LC | existing+tdp | BASE_COALFLEX | DELAYED_ESKOM_2035 | TRUE | FALSE | 60% | 100% | BASE_PMR1b | FS_2045 | BASE | BASE | BASE | BASE_PMR1b | 9.2% | BASE_PMR1b | FS_2045 | MOD_CNST | MTSAO_BQ | MOD_CNST | UNC | DIESEL_LNG | NO_MIN_GAS | NO_MIN_GAS | BASE | BASE | EAF_60 | none | none | IRP24_LOW | RES_MRGN_10 | BASE3
474 | S474 | 0 |  | pklein-DESKTOP2 | copt | copt | TRUE | TRUE | 0 | FALSE | none |  | TRUE | [2025, 2029]+list(range(2030,2051,5)) | range(2030,2051,2) | W_P50 | W_P50 | SL_12 | 1 | redz_corridors_eia | copt | LC | existing+tdp | BASE_COALFLEX | DELAYED_ESKOM_2035 | TRUE | FALSE | 60% | 50% | BASE_PMR1b | FS_2045 | BASE | BASE | BASE | BASE_PMR1b | 9.2% | BASE_PMR1b | FS_2045 | MOD_CNST | MTSAO_BQ | MOD_CNST | UNC | DIESEL_LNG | NO_MIN_GAS | NO_MIN_GAS | BASE | BASE | EAF_60 | none | none | IRP24_LOW | RES_MRGN_10 | BASE3
475 | S475 | 0 |  | pklein-DESKTOP2 | copt | copt | TRUE | TRUE | 0 | FALSE | none |  | TRUE | [2025, 2029]+list(range(2030,2051,5)) | range(2030,2051,2) | W_P50 | W_P50 | SL_12 | 1 | redz_corridors_eia | copt | LC | existing+tdp | BASE_COALFLEX | DELAYED_ESKOM_2035 | TRUE | FALSE | 50% | 150% | BASE_PMR1b | FS_2045 | BASE | BASE | BASE | BASE_PMR1b | 9.2% | BASE_PMR1b | FS_2045 | MOD_CNST | MTSAO_BQ | MOD_CNST | UNC | DIESEL_LNG | NO_MIN_GAS | NO_MIN_GAS | BASE | BASE | EAF_60 | none | none | IRP24_LOW | RES_MRGN_10 | BASE3
476 | S476 | 0 |  | pklein-DESKTOP2 | copt | copt | TRUE | TRUE | 0 | FALSE | none |  | TRUE | [2025, 2029]+list(range(2030,2051,5)) | range(2030,2051,2) | W_P50 | W_P50 | SL_12 | 1 | redz_corridors_eia | copt | LC | existing+tdp | BASE_COALFLEX | DELAYED_ESKOM_2035 | TRUE | FALSE | 50% | 100% | BASE_PMR1b | FS_2045 | BASE | BASE | BASE | BASE_PMR1b | 9.2% | BASE_PMR1b | FS_2045 | MOD_CNST | MTSAO_BQ | MOD_CNST | UNC | DIESEL_LNG | NO_MIN_GAS | NO_MIN_GAS | BASE | BASE | EAF_60 | none | none | IRP24_LOW | RES_MRGN_10 | BASE3
477 | S477 | 0 |  | pklein-DESKTOP2 | copt | copt | TRUE | TRUE | 0 | FALSE | none |  | TRUE | [2025, 2029]+list(range(2030,2051,5)) | range(2030,2051,2) | W_P50 | W_P50 | SL_12 | 1 | redz_corridors_eia | copt | LC | existing+tdp | BASE_COALFLEX | DELAYED_ESKOM_2035 | TRUE | FALSE | 50% | 50% | BASE_PMR1b | FS_2045 | BASE | BASE | BASE | BASE_PMR1b | 9.2% | BASE_PMR1b | FS_2045 | MOD_CNST | MTSAO_BQ | MOD_CNST | UNC | DIESEL_LNG | NO_MIN_GAS | NO_MIN_GAS | BASE | BASE | EAF_60 | none | none | IRP24_LOW | RES_MRGN_10 | BASE3
478 | S478 | 0 |  | pklein-DESKTOP2 | copt | copt | TRUE | TRUE | 0 | FALSE | none |  | TRUE | [2025, 2029]+list(range(2030,2051,5)) | range(2030,2051,2) | W_P50 | W_P50 | SL_12 | 1 | redz_corridors_eia | copt | LC | existing+tdp | BASE_COALFLEX | DELAYED_ESKOM_2035 | TRUE | FALSE | 40% | 150% | BASE_PMR1b | FS_2045 | BASE | BASE | BASE | BASE_PMR1b | 9.2% | BASE_PMR1b | FS_2045 | MOD_CNST | MTSAO_BQ | MOD_CNST | UNC | DIESEL_LNG | NO_MIN_GAS | NO_MIN_GAS | BASE | BASE | EAF_60 | none | none | IRP24_LOW | RES_MRGN_10 | BASE3
479 | S479 | 0 |  | pklein-DESKTOP2 | copt | copt | TRUE | TRUE | 0 | FALSE | none |  | TRUE | [2025, 2029]+list(range(2030,2051,5)) | range(2030,2051,2) | W_P50 | W_P50 | SL_12 | 1 | redz_corridors_eia | copt | LC | existing+tdp | BASE_COALFLEX | DELAYED_ESKOM_2035 | TRUE | FALSE | 40% | 100% | BASE_PMR1b | FS_2045 | BASE | BASE | BASE | BASE_PMR1b | 9.2% | BASE_PMR1b | FS_2045 | MOD_CNST | MTSAO_BQ | MOD_CNST | UNC | DIESEL_LNG | NO_MIN_GAS | NO_MIN_GAS | BASE | BASE | EAF_60 | none | none | IRP24_LOW | RES_MRGN_10 | BASE3
480 | S480 | 0 |  | pklein-DESKTOP2 | copt | copt | TRUE | TRUE | 0 | FALSE | none |  | TRUE | [2025, 2029]+list(range(2030,2051,5)) | range(2030,2051,2) | W_P50 | W_P50 | SL_12 | 1 | redz_corridors_eia | copt | LC | existing+tdp | BASE_COALFLEX | DELAYED_ESKOM_2035 | TRUE | FALSE | 40% | 50% | BASE_PMR1b | FS_2045 | BASE | BASE | BASE | BASE_PMR1b | 9.2% | BASE_PMR1b | FS_2045 | MOD_CNST | MTSAO_BQ | MOD_CNST | UNC | DIESEL_LNG | NO_MIN_GAS | NO_MIN_GAS | BASE | BASE | EAF_60 | none | none | IRP24_LOW | RES_MRGN_10 | BASE3
481 | S481 | 0 |  | pklein-DESKTOP | copt | copt | TRUE | TRUE | 0 | FALSE | none |  | TRUE | [2025, 2029]+list(range(2030,2051,5)) | range(2030,2051,2) | W_P50 | W_P50 | SL_0 | 1 | redz_corridors_eia | copt | LC | existing+tdp | BASE_COALFLEX | DELAYED_ESKOM_2035 | TRUE | TRUE | 70% | 150% | BASE_PMR1b | FS_2045 | BASE | BASE | BASE | BASE_PMR1b | 9.2% | BASE_PMR1b | FS_2045 | MOD_CNST | MTSAO_BQ | MOD_CNST | UNC | DIESEL_LNG | NO_MIN_GAS | NO_MIN_GAS | BASE | BASE | EAF_60 | none | HIGH_PMR1b | IRP24_LOW | RES_MRGN_10 | BASE3
482 | S482 | 0 |  | pklein-DESKTOP | copt | copt | TRUE | TRUE | 0 | FALSE | none |  | TRUE | [2025, 2029]+list(range(2030,2051,5)) | range(2030,2051,2) | W_P50 | W_P50 | SL_0 | 1 | redz_corridors_eia | copt | LC | existing+tdp | BASE_COALFLEX | DELAYED_ESKOM_2035 | TRUE | TRUE | 70% | 100% | BASE_PMR1b | FS_2045 | BASE | BASE | BASE | BASE_PMR1b | 9.2% | BASE_PMR1b | FS_2045 | MOD_CNST | MTSAO_BQ | MOD_CNST | UNC | DIESEL_LNG | NO_MIN_GAS | NO_MIN_GAS | BASE | BASE | EAF_60 | none | HIGH_PMR1b | IRP24_LOW | RES_MRGN_10 | BASE3
483 | S483 | 0 |  | pklein-DESKTOP | copt | copt | TRUE | TRUE | 0 | FALSE | none |  | TRUE | [2025, 2029]+list(range(2030,2051,5)) | range(2030,2051,2) | W_P50 | W_P50 | SL_0 | 1 | redz_corridors_eia | copt | LC | existing+tdp | BASE_COALFLEX | DELAYED_ESKOM_2035 | TRUE | TRUE | 70% | 50% | BASE_PMR1b | FS_2045 | BASE | BASE | BASE | BASE_PMR1b | 9.2% | BASE_PMR1b | FS_2045 | MOD_CNST | MTSAO_BQ | MOD_CNST | UNC | DIESEL_LNG | NO_MIN_GAS | NO_MIN_GAS | BASE | BASE | EAF_60 | none | HIGH_PMR1b | IRP24_LOW | RES_MRGN_10 | BASE3
484 | S484 | 0 |  | pklein-DESKTOP | copt | copt | TRUE | TRUE | 0 | FALSE | none |  | TRUE | [2025, 2029]+list(range(2030,2051,5)) | range(2030,2051,2) | W_P50 | W_P50 | SL_0 | 1 | redz_corridors_eia | copt | LC | existing+tdp | BASE_COALFLEX | DELAYED_ESKOM_2035 | TRUE | TRUE | 60% | 150% | BASE_PMR1b | FS_2045 | BASE | BASE | BASE | BASE_PMR1b | 9.2% | BASE_PMR1b | FS_2045 | MOD_CNST | MTSAO_BQ | MOD_CNST | UNC | DIESEL_LNG | NO_MIN_GAS | NO_MIN_GAS | BASE | BASE | EAF_60 | none | HIGH_PMR1b | IRP24_LOW | RES_MRGN_10 | BASE3
485 | S485 | 0 |  | pklein-DESKTOP | copt | copt | TRUE | TRUE | 0 | FALSE | none |  | TRUE | [2025, 2029]+list(range(2030,2051,5)) | range(2030,2051,2) | W_P50 | W_P50 | SL_0 | 1 | redz_corridors_eia | copt | LC | existing+tdp | BASE_COALFLEX | DELAYED_ESKOM_2035 | TRUE | TRUE | 60% | 100% | BASE_PMR1b | FS_2045 | BASE | BASE | BASE | BASE_PMR1b | 9.2% | BASE_PMR1b | FS_2045 | MOD_CNST | MTSAO_BQ | MOD_CNST | UNC | DIESEL_LNG | NO_MIN_GAS | NO_MIN_GAS | BASE | BASE | EAF_60 | none | HIGH_PMR1b | IRP24_LOW | RES_MRGN_10 | BASE3
486 | S486 | 0 |  | pklein-DESKTOP | copt | copt | TRUE | TRUE | 0 | FALSE | none |  | TRUE | [2025, 2029]+list(range(2030,2051,5)) | range(2030,2051,2) | W_P50 | W_P50 | SL_0 | 1 | redz_corridors_eia | copt | LC | existing+tdp | BASE_COALFLEX | DELAYED_ESKOM_2035 | TRUE | TRUE | 60% | 50% | BASE_PMR1b | FS_2045 | BASE | BASE | BASE | BASE_PMR1b | 9.2% | BASE_PMR1b | FS_2045 | MOD_CNST | MTSAO_BQ | MOD_CNST | UNC | DIESEL_LNG | NO_MIN_GAS | NO_MIN_GAS | BASE | BASE | EAF_60 | none | HIGH_PMR1b | IRP24_LOW | RES_MRGN_10 | BASE3
487 | S487 | 0 |  | pklein-DESKTOP | copt | copt | TRUE | TRUE | 0 | FALSE | none |  | TRUE | [2025, 2029]+list(range(2030,2051,5)) | range(2030,2051,2) | W_P50 | W_P50 | SL_0 | 1 | redz_corridors_eia | copt | LC | existing+tdp | BASE_COALFLEX | DELAYED_ESKOM_2035 | TRUE | TRUE | 50% | 150% | BASE_PMR1b | FS_2045 | BASE | BASE | BASE | BASE_PMR1b | 9.2% | BASE_PMR1b | FS_2045 | MOD_CNST | MTSAO_BQ | MOD_CNST | UNC | DIESEL_LNG | NO_MIN_GAS | NO_MIN_GAS | BASE | BASE | EAF_60 | none | HIGH_PMR1b | IRP24_LOW | RES_MRGN_10 | BASE3
488 | S488 | 0 |  | pklein-DESKTOP | copt | copt | TRUE | TRUE | 0 | FALSE | none |  | TRUE | [2025, 2029]+list(range(2030,2051,5)) | range(2030,2051,2) | W_P50 | W_P50 | SL_0 | 1 | redz_corridors_eia | copt | LC | existing+tdp | BASE_COALFLEX | DELAYED_ESKOM_2035 | TRUE | TRUE | 50% | 100% | BASE_PMR1b | FS_2045 | BASE | BASE | BASE | BASE_PMR1b | 9.2% | BASE_PMR1b | FS_2045 | MOD_CNST | MTSAO_BQ | MOD_CNST | UNC | DIESEL_LNG | NO_MIN_GAS | NO_MIN_GAS | BASE | BASE | EAF_60 | none | HIGH_PMR1b | IRP24_LOW | RES_MRGN_10 | BASE3
489 | S489 | 0 |  | pklein-DESKTOP | copt | copt | TRUE | TRUE | 0 | FALSE | none |  | TRUE | [2025, 2029]+list(range(2030,2051,5)) | range(2030,2051,2) | W_P50 | W_P50 | SL_0 | 1 | redz_corridors_eia | copt | LC | existing+tdp | BASE_COALFLEX | DELAYED_ESKOM_2035 | TRUE | TRUE | 50% | 50% | BASE_PMR1b | FS_2045 | BASE | BASE | BASE | BASE_PMR1b | 9.2% | BASE_PMR1b | FS_2045 | MOD_CNST | MTSAO_BQ | MOD_CNST | UNC | DIESEL_LNG | NO_MIN_GAS | NO_MIN_GAS | BASE | BASE | EAF_60 | none | HIGH_PMR1b | IRP24_LOW | RES_MRGN_10 | BASE3
490 | S490 | 0 |  | pklein-DESKTOP | copt | copt | TRUE | TRUE | 0 | FALSE | none |  | TRUE | [2025, 2029]+list(range(2030,2051,5)) | range(2030,2051,2) | W_P50 | W_P50 | SL_0 | 1 | redz_corridors_eia | copt | LC | existing+tdp | BASE_COALFLEX | DELAYED_ESKOM_2035 | TRUE | TRUE | 40% | 150% | BASE_PMR1b | FS_2045 | BASE | BASE | BASE | BASE_PMR1b | 9.2% | BASE_PMR1b | FS_2045 | MOD_CNST | MTSAO_BQ | MOD_CNST | UNC | DIESEL_LNG | NO_MIN_GAS | NO_MIN_GAS | BASE | BASE | EAF_60 | none | HIGH_PMR1b | IRP24_LOW | RES_MRGN_10 | BASE3
491 | S491 | 0 |  | pklein-DESKTOP | copt | copt | TRUE | TRUE | 0 | FALSE | none |  | TRUE | [2025, 2029]+list(range(2030,2051,5)) | range(2030,2051,2) | W_P50 | W_P50 | SL_0 | 1 | redz_corridors_eia | copt | LC | existing+tdp | BASE_COALFLEX | DELAYED_ESKOM_2035 | TRUE | TRUE | 40% | 100% | BASE_PMR1b | FS_2045 | BASE | BASE | BASE | BASE_PMR1b | 9.2% | BASE_PMR1b | FS_2045 | MOD_CNST | MTSAO_BQ | MOD_CNST | UNC | DIESEL_LNG | NO_MIN_GAS | NO_MIN_GAS | BASE | BASE | EAF_60 | none | HIGH_PMR1b | IRP24_LOW | RES_MRGN_10 | BASE3
492 | S492 | 0 |  | pklein-DESKTOP | copt | copt | TRUE | TRUE | 0 | FALSE | none |  | TRUE | [2025, 2029]+list(range(2030,2051,5)) | range(2030,2051,2) | W_P50 | W_P50 | SL_0 | 1 | redz_corridors_eia | copt | LC | existing+tdp | BASE_COALFLEX | DELAYED_ESKOM_2035 | TRUE | TRUE | 40% | 50% | BASE_PMR1b | FS_2045 | BASE | BASE | BASE | BASE_PMR1b | 9.2% | BASE_PMR1b | FS_2045 | MOD_CNST | MTSAO_BQ | MOD_CNST | UNC | DIESEL_LNG | NO_MIN_GAS | NO_MIN_GAS | BASE | BASE | EAF_60 | none | HIGH_PMR1b | IRP24_LOW | RES_MRGN_10 | BASE3
493 | S493 | 0 |  | pklein-DESKTOP | copt | copt | TRUE | TRUE | 0 | FALSE | none |  | TRUE | [2025, 2029]+list(range(2030,2051,5)) | range(2030,2051,2) | W_P50 | W_P50 | SL_1 | 1 | redz_corridors_eia | copt | LC | existing+tdp | BASE_COALFLEX | DELAYED_ESKOM_2035 | TRUE | TRUE | 70% | 150% | BASE_PMR1b | FS_2045 | BASE | BASE | BASE | BASE_PMR1b | 9.2% | BASE_PMR1b | FS_2045 | MOD_CNST | MTSAO_BQ | MOD_CNST | UNC | DIESEL_LNG | NO_MIN_GAS | NO_MIN_GAS | BASE | BASE | EAF_60 | none | HIGH_PMR1b | IRP24_LOW | RES_MRGN_10 | BASE3
494 | S494 | 0 |  | pklein-DESKTOP | copt | copt | TRUE | TRUE | 0 | FALSE | none |  | TRUE | [2025, 2029]+list(range(2030,2051,5)) | range(2030,2051,2) | W_P50 | W_P50 | SL_1 | 1 | redz_corridors_eia | copt | LC | existing+tdp | BASE_COALFLEX | DELAYED_ESKOM_2035 | TRUE | TRUE | 70% | 100% | BASE_PMR1b | FS_2045 | BASE | BASE | BASE | BASE_PMR1b | 9.2% | BASE_PMR1b | FS_2045 | MOD_CNST | MTSAO_BQ | MOD_CNST | UNC | DIESEL_LNG | NO_MIN_GAS | NO_MIN_GAS | BASE | BASE | EAF_60 | none | HIGH_PMR1b | IRP24_LOW | RES_MRGN_10 | BASE3
495 | S495 | 0 |  | pklein-DESKTOP | copt | copt | TRUE | TRUE | 0 | FALSE | none |  | TRUE | [2025, 2029]+list(range(2030,2051,5)) | range(2030,2051,2) | W_P50 | W_P50 | SL_1 | 1 | redz_corridors_eia | copt | LC | existing+tdp | BASE_COALFLEX | DELAYED_ESKOM_2035 | TRUE | TRUE | 70% | 50% | BASE_PMR1b | FS_2045 | BASE | BASE | BASE | BASE_PMR1b | 9.2% | BASE_PMR1b | FS_2045 | MOD_CNST | MTSAO_BQ | MOD_CNST | UNC | DIESEL_LNG | NO_MIN_GAS | NO_MIN_GAS | BASE | BASE | EAF_60 | none | HIGH_PMR1b | IRP24_LOW | RES_MRGN_10 | BASE3
496 | S496 | 0 |  | pklein-DESKTOP | copt | copt | TRUE | TRUE | 0 | FALSE | none |  | TRUE | [2025, 2029]+list(range(2030,2051,5)) | range(2030,2051,2) | W_P50 | W_P50 | SL_1 | 1 | redz_corridors_eia | copt | LC | existing+tdp | BASE_COALFLEX | DELAYED_ESKOM_2035 | TRUE | TRUE | 60% | 150% | BASE_PMR1b | FS_2045 | BASE | BASE | BASE | BASE_PMR1b | 9.2% | BASE_PMR1b | FS_2045 | MOD_CNST | MTSAO_BQ | MOD_CNST | UNC | DIESEL_LNG | NO_MIN_GAS | NO_MIN_GAS | BASE | BASE | EAF_60 | none | HIGH_PMR1b | IRP24_LOW | RES_MRGN_10 | BASE3
497 | S497 | 0 |  | pklein-DESKTOP | copt | copt | TRUE | TRUE | 0 | FALSE | none |  | TRUE | [2025, 2029]+list(range(2030,2051,5)) | range(2030,2051,2) | W_P50 | W_P50 | SL_1 | 1 | redz_corridors_eia | copt | LC | existing+tdp | BASE_COALFLEX | DELAYED_ESKOM_2035 | TRUE | TRUE | 60% | 100% | BASE_PMR1b | FS_2045 | BASE | BASE | BASE | BASE_PMR1b | 9.2% | BASE_PMR1b | FS_2045 | MOD_CNST | MTSAO_BQ | MOD_CNST | UNC | DIESEL_LNG | NO_MIN_GAS | NO_MIN_GAS | BASE | BASE | EAF_60 | none | HIGH_PMR1b | IRP24_LOW | RES_MRGN_10 | BASE3
498 | S498 | 0 |  | pklein-DESKTOP | copt | copt | TRUE | TRUE | 0 | FALSE | none |  | TRUE | [2025, 2029]+list(range(2030,2051,5)) | range(2030,2051,2) | W_P50 | W_P50 | SL_1 | 1 | redz_corridors_eia | copt | LC | existing+tdp | BASE_COALFLEX | DELAYED_ESKOM_2035 | TRUE | TRUE | 60% | 50% | BASE_PMR1b | FS_2045 | BASE | BASE | BASE | BASE_PMR1b | 9.2% | BASE_PMR1b | FS_2045 | MOD_CNST | MTSAO_BQ | MOD_CNST | UNC | DIESEL_LNG | NO_MIN_GAS | NO_MIN_GAS | BASE | BASE | EAF_60 | none | HIGH_PMR1b | IRP24_LOW | RES_MRGN_10 | BASE3
499 | S499 | 0 |  | pklein-DESKTOP | copt | copt | TRUE | TRUE | 0 | FALSE | none |  | TRUE | [2025, 2029]+list(range(2030,2051,5)) | range(2030,2051,2) | W_P50 | W_P50 | SL_1 | 1 | redz_corridors_eia | copt | LC | existing+tdp | BASE_COALFLEX | DELAYED_ESKOM_2035 | TRUE | TRUE | 50% | 150% | BASE_PMR1b | FS_2045 | BASE | BASE | BASE | BASE_PMR1b | 9.2% | BASE_PMR1b | FS_2045 | MOD_CNST | MTSAO_BQ | MOD_CNST | UNC | DIESEL_LNG | NO_MIN_GAS | NO_MIN_GAS | BASE | BASE | EAF_60 | none | HIGH_PMR1b | IRP24_LOW | RES_MRGN_10 | BASE3
500 | S500 | 0 |  | pklein-DESKTOP | copt | copt | TRUE | TRUE | 0 | FALSE | none |  | TRUE | [2025, 2029]+list(range(2030,2051,5)) | range(2030,2051,2) | W_P50 | W_P50 | SL_1 | 1 | redz_corridors_eia | copt | LC | existing+tdp | BASE_COALFLEX | DELAYED_ESKOM_2035 | TRUE | TRUE | 50% | 100% | BASE_PMR1b | FS_2045 | BASE | BASE | BASE | BASE_PMR1b | 9.2% | BASE_PMR1b | FS_2045 | MOD_CNST | MTSAO_BQ | MOD_CNST | UNC | DIESEL_LNG | NO_MIN_GAS | NO_MIN_GAS | BASE | BASE | EAF_60 | none | HIGH_PMR1b | IRP24_LOW | RES_MRGN_10 | BASE3
501 | S501 | 0 |  | pklein-DESKTOP | copt | copt | TRUE | TRUE | 0 | FALSE | none |  | TRUE | [2025, 2029]+list(range(2030,2051,5)) | range(2030,2051,2) | W_P50 | W_P50 | SL_1 | 1 | redz_corridors_eia | copt | LC | existing+tdp | BASE_COALFLEX | DELAYED_ESKOM_2035 | TRUE | TRUE | 50% | 50% | BASE_PMR1b | FS_2045 | BASE | BASE | BASE | BASE_PMR1b | 9.2% | BASE_PMR1b | FS_2045 | MOD_CNST | MTSAO_BQ | MOD_CNST | UNC | DIESEL_LNG | NO_MIN_GAS | NO_MIN_GAS | BASE | BASE | EAF_60 | none | HIGH_PMR1b | IRP24_LOW | RES_MRGN_10 | BASE3
502 | S502 | 0 |  | pklein-DESKTOP | copt | copt | TRUE | TRUE | 0 | FALSE | none |  | TRUE | [2025, 2029]+list(range(2030,2051,5)) | range(2030,2051,2) | W_P50 | W_P50 | SL_1 | 1 | redz_corridors_eia | copt | LC | existing+tdp | BASE_COALFLEX | DELAYED_ESKOM_2035 | TRUE | TRUE | 40% | 150% | BASE_PMR1b | FS_2045 | BASE | BASE | BASE | BASE_PMR1b | 9.2% | BASE_PMR1b | FS_2045 | MOD_CNST | MTSAO_BQ | MOD_CNST | UNC | DIESEL_LNG | NO_MIN_GAS | NO_MIN_GAS | BASE | BASE | EAF_60 | none | HIGH_PMR1b | IRP24_LOW | RES_MRGN_10 | BASE3
503 | S503 | 0 |  | pklein-DESKTOP | copt | copt | TRUE | TRUE | 0 | FALSE | none |  | TRUE | [2025, 2029]+list(range(2030,2051,5)) | range(2030,2051,2) | W_P50 | W_P50 | SL_1 | 1 | redz_corridors_eia | copt | LC | existing+tdp | BASE_COALFLEX | DELAYED_ESKOM_2035 | TRUE | TRUE | 40% | 100% | BASE_PMR1b | FS_2045 | BASE | BASE | BASE | BASE_PMR1b | 9.2% | BASE_PMR1b | FS_2045 | MOD_CNST | MTSAO_BQ | MOD_CNST | UNC | DIESEL_LNG | NO_MIN_GAS | NO_MIN_GAS | BASE | BASE | EAF_60 | none | HIGH_PMR1b | IRP24_LOW | RES_MRGN_10 | BASE3
504 | S504 | 0 |  | pklein-DESKTOP | copt | copt | TRUE | TRUE | 0 | FALSE | none |  | TRUE | [2025, 2029]+list(range(2030,2051,5)) | range(2030,2051,2) | W_P50 | W_P50 | SL_1 | 1 | redz_corridors_eia | copt | LC | existing+tdp | BASE_COALFLEX | DELAYED_ESKOM_2035 | TRUE | TRUE | 40% | 50% | BASE_PMR1b | FS_2045 | BASE | BASE | BASE | BASE_PMR1b | 9.2% | BASE_PMR1b | FS_2045 | MOD_CNST | MTSAO_BQ | MOD_CNST | UNC | DIESEL_LNG | NO_MIN_GAS | NO_MIN_GAS | BASE | BASE | EAF_60 | none | HIGH_PMR1b | IRP24_LOW | RES_MRGN_10 | BASE3
505 | S505 | 0 |  | pklein-DESKTOP | copt | copt | TRUE | TRUE | 0 | FALSE | none |  | TRUE | [2025, 2029]+list(range(2030,2051,5)) | range(2030,2051,2) | W_P50 | W_P50 | SL_6 | 1 | redz_corridors_eia | copt | LC | existing+tdp | BASE_COALFLEX | DELAYED_ESKOM_2035 | TRUE | TRUE | 70% | 150% | BASE_PMR1b | FS_2045 | BASE | BASE | BASE | BASE_PMR1b | 9.2% | BASE_PMR1b | FS_2045 | MOD_CNST | MTSAO_BQ | MOD_CNST | UNC | DIESEL_LNG | NO_MIN_GAS | NO_MIN_GAS | BASE | BASE | EAF_60 | none | HIGH_PMR1b | IRP24_LOW | RES_MRGN_10 | BASE3
506 | S506 | 0 |  | pklein-DESKTOP | copt | copt | TRUE | TRUE | 0 | FALSE | none |  | TRUE | [2025, 2029]+list(range(2030,2051,5)) | range(2030,2051,2) | W_P50 | W_P50 | SL_6 | 1 | redz_corridors_eia | copt | LC | existing+tdp | BASE_COALFLEX | DELAYED_ESKOM_2035 | TRUE | TRUE | 70% | 100% | BASE_PMR1b | FS_2045 | BASE | BASE | BASE | BASE_PMR1b | 9.2% | BASE_PMR1b | FS_2045 | MOD_CNST | MTSAO_BQ | MOD_CNST | UNC | DIESEL_LNG | NO_MIN_GAS | NO_MIN_GAS | BASE | BASE | EAF_60 | none | HIGH_PMR1b | IRP24_LOW | RES_MRGN_10 | BASE3
507 | S507 | 0 |  | pklein-DESKTOP | copt | copt | TRUE | TRUE | 0 | FALSE | none |  | TRUE | [2025, 2029]+list(range(2030,2051,5)) | range(2030,2051,2) | W_P50 | W_P50 | SL_6 | 1 | redz_corridors_eia | copt | LC | existing+tdp | BASE_COALFLEX | DELAYED_ESKOM_2035 | TRUE | TRUE | 70% | 50% | BASE_PMR1b | FS_2045 | BASE | BASE | BASE | BASE_PMR1b | 9.2% | BASE_PMR1b | FS_2045 | MOD_CNST | MTSAO_BQ | MOD_CNST | UNC | DIESEL_LNG | NO_MIN_GAS | NO_MIN_GAS | BASE | BASE | EAF_60 | none | HIGH_PMR1b | IRP24_LOW | RES_MRGN_10 | BASE3
508 | S508 | 0 |  | pklein-DESKTOP | copt | copt | TRUE | TRUE | 0 | FALSE | none |  | TRUE | [2025, 2029]+list(range(2030,2051,5)) | range(2030,2051,2) | W_P50 | W_P50 | SL_6 | 1 | redz_corridors_eia | copt | LC | existing+tdp | BASE_COALFLEX | DELAYED_ESKOM_2035 | TRUE | TRUE | 60% | 150% | BASE_PMR1b | FS_2045 | BASE | BASE | BASE | BASE_PMR1b | 9.2% | BASE_PMR1b | FS_2045 | MOD_CNST | MTSAO_BQ | MOD_CNST | UNC | DIESEL_LNG | NO_MIN_GAS | NO_MIN_GAS | BASE | BASE | EAF_60 | none | HIGH_PMR1b | IRP24_LOW | RES_MRGN_10 | BASE3
509 | S509 | 0 |  | pklein-DESKTOP | copt | copt | TRUE | TRUE | 0 | FALSE | none |  | TRUE | [2025, 2029]+list(range(2030,2051,5)) | range(2030,2051,2) | W_P50 | W_P50 | SL_6 | 1 | redz_corridors_eia | copt | LC | existing+tdp | BASE_COALFLEX | DELAYED_ESKOM_2035 | TRUE | TRUE | 60% | 100% | BASE_PMR1b | FS_2045 | BASE | BASE | BASE | BASE_PMR1b | 9.2% | BASE_PMR1b | FS_2045 | MOD_CNST | MTSAO_BQ | MOD_CNST | UNC | DIESEL_LNG | NO_MIN_GAS | NO_MIN_GAS | BASE | BASE | EAF_60 | none | HIGH_PMR1b | IRP24_LOW | RES_MRGN_10 | BASE3
510 | S510 | 0 |  | pklein-DESKTOP | copt | copt | TRUE | TRUE | 0 | FALSE | none |  | TRUE | [2025, 2029]+list(range(2030,2051,5)) | range(2030,2051,2) | W_P50 | W_P50 | SL_6 | 1 | redz_corridors_eia | copt | LC | existing+tdp | BASE_COALFLEX | DELAYED_ESKOM_2035 | TRUE | TRUE | 60% | 50% | BASE_PMR1b | FS_2045 | BASE | BASE | BASE | BASE_PMR1b | 9.2% | BASE_PMR1b | FS_2045 | MOD_CNST | MTSAO_BQ | MOD_CNST | UNC | DIESEL_LNG | NO_MIN_GAS | NO_MIN_GAS | BASE | BASE | EAF_60 | none | HIGH_PMR1b | IRP24_LOW | RES_MRGN_10 | BASE3
511 | S511 | 0 |  | pklein-DESKTOP | copt | copt | TRUE | TRUE | 0 | FALSE | none |  | TRUE | [2025, 2029]+list(range(2030,2051,5)) | range(2030,2051,2) | W_P50 | W_P50 | SL_6 | 1 | redz_corridors_eia | copt | LC | existing+tdp | BASE_COALFLEX | DELAYED_ESKOM_2035 | TRUE | TRUE | 50% | 150% | BASE_PMR1b | FS_2045 | BASE | BASE | BASE | BASE_PMR1b | 9.2% | BASE_PMR1b | FS_2045 | MOD_CNST | MTSAO_BQ | MOD_CNST | UNC | DIESEL_LNG | NO_MIN_GAS | NO_MIN_GAS | BASE | BASE | EAF_60 | none | HIGH_PMR1b | IRP24_LOW | RES_MRGN_10 | BASE3
512 | S512 | 0 |  | pklein-DESKTOP | copt | copt | TRUE | TRUE | 0 | FALSE | none |  | TRUE | [2025, 2029]+list(range(2030,2051,5)) | range(2030,2051,2) | W_P50 | W_P50 | SL_6 | 1 | redz_corridors_eia | copt | LC | existing+tdp | BASE_COALFLEX | DELAYED_ESKOM_2035 | TRUE | TRUE | 50% | 100% | BASE_PMR1b | FS_2045 | BASE | BASE | BASE | BASE_PMR1b | 9.2% | BASE_PMR1b | FS_2045 | MOD_CNST | MTSAO_BQ | MOD_CNST | UNC | DIESEL_LNG | NO_MIN_GAS | NO_MIN_GAS | BASE | BASE | EAF_60 | none | HIGH_PMR1b | IRP24_LOW | RES_MRGN_10 | BASE3
513 | S513 | 0 |  | pklein-DESKTOP | copt | copt | TRUE | TRUE | 0 | FALSE | none |  | TRUE | [2025, 2029]+list(range(2030,2051,5)) | range(2030,2051,2) | W_P50 | W_P50 | SL_6 | 1 | redz_corridors_eia | copt | LC | existing+tdp | BASE_COALFLEX | DELAYED_ESKOM_2035 | TRUE | TRUE | 50% | 50% | BASE_PMR1b | FS_2045 | BASE | BASE | BASE | BASE_PMR1b | 9.2% | BASE_PMR1b | FS_2045 | MOD_CNST | MTSAO_BQ | MOD_CNST | UNC | DIESEL_LNG | NO_MIN_GAS | NO_MIN_GAS | BASE | BASE | EAF_60 | none | HIGH_PMR1b | IRP24_LOW | RES_MRGN_10 | BASE3
514 | S514 | 0 |  | pklein-DESKTOP | copt | copt | TRUE | TRUE | 0 | FALSE | none |  | TRUE | [2025, 2029]+list(range(2030,2051,5)) | range(2030,2051,2) | W_P50 | W_P50 | SL_6 | 1 | redz_corridors_eia | copt | LC | existing+tdp | BASE_COALFLEX | DELAYED_ESKOM_2035 | TRUE | TRUE | 40% | 150% | BASE_PMR1b | FS_2045 | BASE | BASE | BASE | BASE_PMR1b | 9.2% | BASE_PMR1b | FS_2045 | MOD_CNST | MTSAO_BQ | MOD_CNST | UNC | DIESEL_LNG | NO_MIN_GAS | NO_MIN_GAS | BASE | BASE | EAF_60 | none | HIGH_PMR1b | IRP24_LOW | RES_MRGN_10 | BASE3
515 | S515 | 0 |  | pklein-DESKTOP | copt | copt | TRUE | TRUE | 0 | FALSE | none |  | TRUE | [2025, 2029]+list(range(2030,2051,5)) | range(2030,2051,2) | W_P50 | W_P50 | SL_6 | 1 | redz_corridors_eia | copt | LC | existing+tdp | BASE_COALFLEX | DELAYED_ESKOM_2035 | TRUE | TRUE | 40% | 100% | BASE_PMR1b | FS_2045 | BASE | BASE | BASE | BASE_PMR1b | 9.2% | BASE_PMR1b | FS_2045 | MOD_CNST | MTSAO_BQ | MOD_CNST | UNC | DIESEL_LNG | NO_MIN_GAS | NO_MIN_GAS | BASE | BASE | EAF_60 | none | HIGH_PMR1b | IRP24_LOW | RES_MRGN_10 | BASE3
516 | S516 | 0 |  | pklein-DESKTOP | copt | copt | TRUE | TRUE | 0 | FALSE | none |  | TRUE | [2025, 2029]+list(range(2030,2051,5)) | range(2030,2051,2) | W_P50 | W_P50 | SL_6 | 1 | redz_corridors_eia | copt | LC | existing+tdp | BASE_COALFLEX | DELAYED_ESKOM_2035 | TRUE | TRUE | 40% | 50% | BASE_PMR1b | FS_2045 | BASE | BASE | BASE | BASE_PMR1b | 9.2% | BASE_PMR1b | FS_2045 | MOD_CNST | MTSAO_BQ | MOD_CNST | UNC | DIESEL_LNG | NO_MIN_GAS | NO_MIN_GAS | BASE | BASE | EAF_60 | none | HIGH_PMR1b | IRP24_LOW | RES_MRGN_10 | BASE3
517 | S517 | 0 |  | pklein-DESKTOP | copt | copt | TRUE | TRUE | 0 | FALSE | none |  | TRUE | [2025, 2029]+list(range(2030,2051,5)) | range(2030,2051,2) | W_P50 | W_P50 | SL_12 | 1 | redz_corridors_eia | copt | LC | existing+tdp | BASE_COALFLEX | DELAYED_ESKOM_2035 | TRUE | TRUE | 70% | 150% | BASE_PMR1b | FS_2045 | BASE | BASE | BASE | BASE_PMR1b | 9.2% | BASE_PMR1b | FS_2045 | MOD_CNST | MTSAO_BQ | MOD_CNST | UNC | DIESEL_LNG | NO_MIN_GAS | NO_MIN_GAS | BASE | BASE | EAF_60 | none | HIGH_PMR1b | IRP24_LOW | RES_MRGN_10 | BASE3
518 | S518 | 0 |  | pklein-DESKTOP | copt | copt | TRUE | TRUE | 0 | FALSE | none |  | TRUE | [2025, 2029]+list(range(2030,2051,5)) | range(2030,2051,2) | W_P50 | W_P50 | SL_12 | 1 | redz_corridors_eia | copt | LC | existing+tdp | BASE_COALFLEX | DELAYED_ESKOM_2035 | TRUE | TRUE | 70% | 100% | BASE_PMR1b | FS_2045 | BASE | BASE | BASE | BASE_PMR1b | 9.2% | BASE_PMR1b | FS_2045 | MOD_CNST | MTSAO_BQ | MOD_CNST | UNC | DIESEL_LNG | NO_MIN_GAS | NO_MIN_GAS | BASE | BASE | EAF_60 | none | HIGH_PMR1b | IRP24_LOW | RES_MRGN_10 | BASE3
519 | S519 | 0 |  | pklein-DESKTOP | copt | copt | TRUE | TRUE | 0 | FALSE | none |  | TRUE | [2025, 2029]+list(range(2030,2051,5)) | range(2030,2051,2) | W_P50 | W_P50 | SL_12 | 1 | redz_corridors_eia | copt | LC | existing+tdp | BASE_COALFLEX | DELAYED_ESKOM_2035 | TRUE | TRUE | 70% | 50% | BASE_PMR1b | FS_2045 | BASE | BASE | BASE | BASE_PMR1b | 9.2% | BASE_PMR1b | FS_2045 | MOD_CNST | MTSAO_BQ | MOD_CNST | UNC | DIESEL_LNG | NO_MIN_GAS | NO_MIN_GAS | BASE | BASE | EAF_60 | none | HIGH_PMR1b | IRP24_LOW | RES_MRGN_10 | BASE3
520 | S520 | 0 |  | pklein-DESKTOP | copt | copt | TRUE | TRUE | 0 | FALSE | none |  | TRUE | [2025, 2029]+list(range(2030,2051,5)) | range(2030,2051,2) | W_P50 | W_P50 | SL_12 | 1 | redz_corridors_eia | copt | LC | existing+tdp | BASE_COALFLEX | DELAYED_ESKOM_2035 | TRUE | TRUE | 60% | 150% | BASE_PMR1b | FS_2045 | BASE | BASE | BASE | BASE_PMR1b | 9.2% | BASE_PMR1b | FS_2045 | MOD_CNST | MTSAO_BQ | MOD_CNST | UNC | DIESEL_LNG | NO_MIN_GAS | NO_MIN_GAS | BASE | BASE | EAF_60 | none | HIGH_PMR1b | IRP24_LOW | RES_MRGN_10 | BASE3
521 | S521 | 0 |  | pklein-DESKTOP | copt | copt | TRUE | TRUE | 0 | FALSE | none |  | TRUE | [2025, 2029]+list(range(2030,2051,5)) | range(2030,2051,2) | W_P50 | W_P50 | SL_12 | 1 | redz_corridors_eia | copt | LC | existing+tdp | BASE_COALFLEX | DELAYED_ESKOM_2035 | TRUE | TRUE | 60% | 100% | BASE_PMR1b | FS_2045 | BASE | BASE | BASE | BASE_PMR1b | 9.2% | BASE_PMR1b | FS_2045 | MOD_CNST | MTSAO_BQ | MOD_CNST | UNC | DIESEL_LNG | NO_MIN_GAS | NO_MIN_GAS | BASE | BASE | EAF_60 | none | HIGH_PMR1b | IRP24_LOW | RES_MRGN_10 | BASE3
522 | S522 | 0 |  | pklein-DESKTOP | copt | copt | TRUE | TRUE | 0 | FALSE | none |  | TRUE | [2025, 2029]+list(range(2030,2051,5)) | range(2030,2051,2) | W_P50 | W_P50 | SL_12 | 1 | redz_corridors_eia | copt | LC | existing+tdp | BASE_COALFLEX | DELAYED_ESKOM_2035 | TRUE | TRUE | 60% | 50% | BASE_PMR1b | FS_2045 | BASE | BASE | BASE | BASE_PMR1b | 9.2% | BASE_PMR1b | FS_2045 | MOD_CNST | MTSAO_BQ | MOD_CNST | UNC | DIESEL_LNG | NO_MIN_GAS | NO_MIN_GAS | BASE | BASE | EAF_60 | none | HIGH_PMR1b | IRP24_LOW | RES_MRGN_10 | BASE3
523 | S523 | 0 |  | pklein-DESKTOP | copt | copt | TRUE | TRUE | 0 | FALSE | none |  | TRUE | [2025, 2029]+list(range(2030,2051,5)) | range(2030,2051,2) | W_P50 | W_P50 | SL_12 | 1 | redz_corridors_eia | copt | LC | existing+tdp | BASE_COALFLEX | DELAYED_ESKOM_2035 | TRUE | TRUE | 50% | 150% | BASE_PMR1b | FS_2045 | BASE | BASE | BASE | BASE_PMR1b | 9.2% | BASE_PMR1b | FS_2045 | MOD_CNST | MTSAO_BQ | MOD_CNST | UNC | DIESEL_LNG | NO_MIN_GAS | NO_MIN_GAS | BASE | BASE | EAF_60 | none | HIGH_PMR1b | IRP24_LOW | RES_MRGN_10 | BASE3
524 | S524 | 0 |  | pklein-DESKTOP | copt | copt | TRUE | TRUE | 0 | FALSE | none |  | TRUE | [2025, 2029]+list(range(2030,2051,5)) | range(2030,2051,2) | W_P50 | W_P50 | SL_12 | 1 | redz_corridors_eia | copt | LC | existing+tdp | BASE_COALFLEX | DELAYED_ESKOM_2035 | TRUE | TRUE | 50% | 100% | BASE_PMR1b | FS_2045 | BASE | BASE | BASE | BASE_PMR1b | 9.2% | BASE_PMR1b | FS_2045 | MOD_CNST | MTSAO_BQ | MOD_CNST | UNC | DIESEL_LNG | NO_MIN_GAS | NO_MIN_GAS | BASE | BASE | EAF_60 | none | HIGH_PMR1b | IRP24_LOW | RES_MRGN_10 | BASE3
525 | S525 | 0 |  | pklein-DESKTOP | copt | copt | TRUE | TRUE | 0 | FALSE | none |  | TRUE | [2025, 2029]+list(range(2030,2051,5)) | range(2030,2051,2) | W_P50 | W_P50 | SL_12 | 1 | redz_corridors_eia | copt | LC | existing+tdp | BASE_COALFLEX | DELAYED_ESKOM_2035 | TRUE | TRUE | 50% | 50% | BASE_PMR1b | FS_2045 | BASE | BASE | BASE | BASE_PMR1b | 9.2% | BASE_PMR1b | FS_2045 | MOD_CNST | MTSAO_BQ | MOD_CNST | UNC | DIESEL_LNG | NO_MIN_GAS | NO_MIN_GAS | BASE | BASE | EAF_60 | none | HIGH_PMR1b | IRP24_LOW | RES_MRGN_10 | BASE3
526 | S526 | 0 |  | pklein-DESKTOP2 | copt | copt | TRUE | TRUE | 0 | FALSE | none |  | TRUE | [2025, 2029]+list(range(2030,2051,5)) | range(2030,2051,2) | W_P50 | W_P50 | SL_12 | 1 | redz_corridors_eia | copt | LC | existing+tdp | BASE_COALFLEX | DELAYED_ESKOM_2035 | TRUE | TRUE | 40% | 150% | BASE_PMR1b | FS_2045 | BASE | BASE | BASE | BASE_PMR1b | 9.2% | BASE_PMR1b | FS_2045 | MOD_CNST | MTSAO_BQ | MOD_CNST | UNC | DIESEL_LNG | NO_MIN_GAS | NO_MIN_GAS | BASE | BASE | EAF_60 | none | HIGH_PMR1b | IRP24_LOW | RES_MRGN_10 | BASE3
527 | S527 | 0 |  | pklein-DESKTOP2 | copt | copt | TRUE | TRUE | 0 | FALSE | none |  | TRUE | [2025, 2029]+list(range(2030,2051,5)) | range(2030,2051,2) | W_P50 | W_P50 | SL_12 | 1 | redz_corridors_eia | copt | LC | existing+tdp | BASE_COALFLEX | DELAYED_ESKOM_2035 | TRUE | TRUE | 40% | 100% | BASE_PMR1b | FS_2045 | BASE | BASE | BASE | BASE_PMR1b | 9.2% | BASE_PMR1b | FS_2045 | MOD_CNST | MTSAO_BQ | MOD_CNST | UNC | DIESEL_LNG | NO_MIN_GAS | NO_MIN_GAS | BASE | BASE | EAF_60 | none | HIGH_PMR1b | IRP24_LOW | RES_MRGN_10 | BASE3
528 | S528 | 0 |  | pklein-DESKTOP2 | copt | copt | TRUE | TRUE | 0 | FALSE | none |  | TRUE | [2025, 2029]+list(range(2030,2051,5)) | range(2030,2051,2) | W_P50 | W_P50 | SL_12 | 1 | redz_corridors_eia | copt | LC | existing+tdp | BASE_COALFLEX | DELAYED_ESKOM_2035 | TRUE | TRUE | 40% | 50% | BASE_PMR1b | FS_2045 | BASE | BASE | BASE | BASE_PMR1b | 9.2% | BASE_PMR1b | FS_2045 | MOD_CNST | MTSAO_BQ | MOD_CNST | UNC | DIESEL_LNG | NO_MIN_GAS | NO_MIN_GAS | BASE | BASE | EAF_60 | none | HIGH_PMR1b | IRP24_LOW | RES_MRGN_10 | BASE3
529 | S529 | 0 |  | pklein-DESKTOP | copt | copt | TRUE | TRUE | 0 | FALSE | none |  | TRUE | [2025, 2029]+list(range(2030,2051,5)) | range(2030,2051,2) | W_P50 | W_P50 | SL_0 | 1 | redz_corridors_eia | copt | LC | existing+tdp | BASE_COALFLEX | DELAYED_ESKOM_2035 | TRUE | FALSE | 70% | 150% | BASE_PMR1b | FS_2045 | BASE | BASE | BASE | BASE_PMR1b | 9.2% | BASE_PMR1b | FS_2045 | MOD_CNST | MTSAO_BQ | MOD_CNST | UNC | DIESEL_LNG | NO_MIN_GAS | NO_MIN_GAS | BASE | BASE | EAF_60 | none | HIGH_PMR1b | IRP24_LOW | RES_MRGN_10 | BASE3
530 | S530 | 0 |  | pklein-DESKTOP | copt | copt | TRUE | TRUE | 0 | FALSE | none |  | TRUE | [2025, 2029]+list(range(2030,2051,5)) | range(2030,2051,2) | W_P50 | W_P50 | SL_0 | 1 | redz_corridors_eia | copt | LC | existing+tdp | BASE_COALFLEX | DELAYED_ESKOM_2035 | TRUE | FALSE | 70% | 100% | BASE_PMR1b | FS_2045 | BASE | BASE | BASE | BASE_PMR1b | 9.2% | BASE_PMR1b | FS_2045 | MOD_CNST | MTSAO_BQ | MOD_CNST | UNC | DIESEL_LNG | NO_MIN_GAS | NO_MIN_GAS | BASE | BASE | EAF_60 | none | HIGH_PMR1b | IRP24_LOW | RES_MRGN_10 | BASE3
531 | S531 | 0 |  | pklein-DESKTOP | copt | copt | TRUE | TRUE | 0 | FALSE | none |  | TRUE | [2025, 2029]+list(range(2030,2051,5)) | range(2030,2051,2) | W_P50 | W_P50 | SL_0 | 1 | redz_corridors_eia | copt | LC | existing+tdp | BASE_COALFLEX | DELAYED_ESKOM_2035 | TRUE | FALSE | 70% | 50% | BASE_PMR1b | FS_2045 | BASE | BASE | BASE | BASE_PMR1b | 9.2% | BASE_PMR1b | FS_2045 | MOD_CNST | MTSAO_BQ | MOD_CNST | UNC | DIESEL_LNG | NO_MIN_GAS | NO_MIN_GAS | BASE | BASE | EAF_60 | none | HIGH_PMR1b | IRP24_LOW | RES_MRGN_10 | BASE3
532 | S532 | 0 |  | pklein-DESKTOP | copt | copt | TRUE | TRUE | 0 | FALSE | none |  | TRUE | [2025, 2029]+list(range(2030,2051,5)) | range(2030,2051,2) | W_P50 | W_P50 | SL_0 | 1 | redz_corridors_eia | copt | LC | existing+tdp | BASE_COALFLEX | DELAYED_ESKOM_2035 | TRUE | FALSE | 60% | 150% | BASE_PMR1b | FS_2045 | BASE | BASE | BASE | BASE_PMR1b | 9.2% | BASE_PMR1b | FS_2045 | MOD_CNST | MTSAO_BQ | MOD_CNST | UNC | DIESEL_LNG | NO_MIN_GAS | NO_MIN_GAS | BASE | BASE | EAF_60 | none | HIGH_PMR1b | IRP24_LOW | RES_MRGN_10 | BASE3
533 | S533 | 0 |  | pklein-DESKTOP | copt | copt | TRUE | TRUE | 0 | FALSE | none |  | TRUE | [2025, 2029]+list(range(2030,2051,5)) | range(2030,2051,2) | W_P50 | W_P50 | SL_0 | 1 | redz_corridors_eia | copt | LC | existing+tdp | BASE_COALFLEX | DELAYED_ESKOM_2035 | TRUE | FALSE | 60% | 100% | BASE_PMR1b | FS_2045 | BASE | BASE | BASE | BASE_PMR1b | 9.2% | BASE_PMR1b | FS_2045 | MOD_CNST | MTSAO_BQ | MOD_CNST | UNC | DIESEL_LNG | NO_MIN_GAS | NO_MIN_GAS | BASE | BASE | EAF_60 | none | HIGH_PMR1b | IRP24_LOW | RES_MRGN_10 | BASE3
534 | S534 | 0 |  | pklein-DESKTOP | copt | copt | TRUE | TRUE | 0 | FALSE | none |  | TRUE | [2025, 2029]+list(range(2030,2051,5)) | range(2030,2051,2) | W_P50 | W_P50 | SL_0 | 1 | redz_corridors_eia | copt | LC | existing+tdp | BASE_COALFLEX | DELAYED_ESKOM_2035 | TRUE | FALSE | 60% | 50% | BASE_PMR1b | FS_2045 | BASE | BASE | BASE | BASE_PMR1b | 9.2% | BASE_PMR1b | FS_2045 | MOD_CNST | MTSAO_BQ | MOD_CNST | UNC | DIESEL_LNG | NO_MIN_GAS | NO_MIN_GAS | BASE | BASE | EAF_60 | none | HIGH_PMR1b | IRP24_LOW | RES_MRGN_10 | BASE3
535 | S535 | 0 |  | pklein-DESKTOP | copt | copt | TRUE | TRUE | 0 | FALSE | none |  | TRUE | [2025, 2029]+list(range(2030,2051,5)) | range(2030,2051,2) | W_P50 | W_P50 | SL_0 | 1 | redz_corridors_eia | copt | LC | existing+tdp | BASE_COALFLEX | DELAYED_ESKOM_2035 | TRUE | FALSE | 50% | 150% | BASE_PMR1b | FS_2045 | BASE | BASE | BASE | BASE_PMR1b | 9.2% | BASE_PMR1b | FS_2045 | MOD_CNST | MTSAO_BQ | MOD_CNST | UNC | DIESEL_LNG | NO_MIN_GAS | NO_MIN_GAS | BASE | BASE | EAF_60 | none | HIGH_PMR1b | IRP24_LOW | RES_MRGN_10 | BASE3
536 | S536 | 0 |  | pklein-DESKTOP | copt | copt | TRUE | TRUE | 0 | FALSE | none |  | TRUE | [2025, 2029]+list(range(2030,2051,5)) | range(2030,2051,2) | W_P50 | W_P50 | SL_0 | 1 | redz_corridors_eia | copt | LC | existing+tdp | BASE_COALFLEX | DELAYED_ESKOM_2035 | TRUE | FALSE | 50% | 100% | BASE_PMR1b | FS_2045 | BASE | BASE | BASE | BASE_PMR1b | 9.2% | BASE_PMR1b | FS_2045 | MOD_CNST | MTSAO_BQ | MOD_CNST | UNC | DIESEL_LNG | NO_MIN_GAS | NO_MIN_GAS | BASE | BASE | EAF_60 | none | HIGH_PMR1b | IRP24_LOW | RES_MRGN_10 | BASE3
537 | S537 | 0 |  | pklein-DESKTOP | copt | copt | TRUE | TRUE | 0 | FALSE | none |  | TRUE | [2025, 2029]+list(range(2030,2051,5)) | range(2030,2051,2) | W_P50 | W_P50 | SL_0 | 1 | redz_corridors_eia | copt | LC | existing+tdp | BASE_COALFLEX | DELAYED_ESKOM_2035 | TRUE | FALSE | 50% | 50% | BASE_PMR1b | FS_2045 | BASE | BASE | BASE | BASE_PMR1b | 9.2% | BASE_PMR1b | FS_2045 | MOD_CNST | MTSAO_BQ | MOD_CNST | UNC | DIESEL_LNG | NO_MIN_GAS | NO_MIN_GAS | BASE | BASE | EAF_60 | none | HIGH_PMR1b | IRP24_LOW | RES_MRGN_10 | BASE3
538 | S538 | 0 |  | pklein-DESKTOP | copt | copt | TRUE | TRUE | 0 | FALSE | none |  | TRUE | [2025, 2029]+list(range(2030,2051,5)) | range(2030,2051,2) | W_P50 | W_P50 | SL_0 | 1 | redz_corridors_eia | copt | LC | existing+tdp | BASE_COALFLEX | DELAYED_ESKOM_2035 | TRUE | FALSE | 40% | 150% | BASE_PMR1b | FS_2045 | BASE | BASE | BASE | BASE_PMR1b | 9.2% | BASE_PMR1b | FS_2045 | MOD_CNST | MTSAO_BQ | MOD_CNST | UNC | DIESEL_LNG | NO_MIN_GAS | NO_MIN_GAS | BASE | BASE | EAF_60 | none | HIGH_PMR1b | IRP24_LOW | RES_MRGN_10 | BASE3
539 | S539 | 0 |  | pklein-DESKTOP | copt | copt | TRUE | TRUE | 0 | FALSE | none |  | TRUE | [2025, 2029]+list(range(2030,2051,5)) | range(2030,2051,2) | W_P50 | W_P50 | SL_0 | 1 | redz_corridors_eia | copt | LC | existing+tdp | BASE_COALFLEX | DELAYED_ESKOM_2035 | TRUE | FALSE | 40% | 100% | BASE_PMR1b | FS_2045 | BASE | BASE | BASE | BASE_PMR1b | 9.2% | BASE_PMR1b | FS_2045 | MOD_CNST | MTSAO_BQ | MOD_CNST | UNC | DIESEL_LNG | NO_MIN_GAS | NO_MIN_GAS | BASE | BASE | EAF_60 | none | HIGH_PMR1b | IRP24_LOW | RES_MRGN_10 | BASE3
540 | S540 | 0 |  | pklein-DESKTOP | copt | copt | TRUE | TRUE | 0 | FALSE | none |  | TRUE | [2025, 2029]+list(range(2030,2051,5)) | range(2030,2051,2) | W_P50 | W_P50 | SL_0 | 1 | redz_corridors_eia | copt | LC | existing+tdp | BASE_COALFLEX | DELAYED_ESKOM_2035 | TRUE | FALSE | 40% | 50% | BASE_PMR1b | FS_2045 | BASE | BASE | BASE | BASE_PMR1b | 9.2% | BASE_PMR1b | FS_2045 | MOD_CNST | MTSAO_BQ | MOD_CNST | UNC | DIESEL_LNG | NO_MIN_GAS | NO_MIN_GAS | BASE | BASE | EAF_60 | none | HIGH_PMR1b | IRP24_LOW | RES_MRGN_10 | BASE3
541 | S541 | 0 |  | pklein-DESKTOP | copt | copt | TRUE | TRUE | 0 | FALSE | none |  | TRUE | [2025, 2029]+list(range(2030,2051,5)) | range(2030,2051,2) | W_P50 | W_P50 | SL_1 | 1 | redz_corridors_eia | copt | LC | existing+tdp | BASE_COALFLEX | DELAYED_ESKOM_2035 | TRUE | FALSE | 70% | 150% | BASE_PMR1b | FS_2045 | BASE | BASE | BASE | BASE_PMR1b | 9.2% | BASE_PMR1b | FS_2045 | MOD_CNST | MTSAO_BQ | MOD_CNST | UNC | DIESEL_LNG | NO_MIN_GAS | NO_MIN_GAS | BASE | BASE | EAF_60 | none | HIGH_PMR1b | IRP24_LOW | RES_MRGN_10 | BASE3
542 | S542 | 0 |  | pklein-DESKTOP | copt | copt | TRUE | TRUE | 0 | FALSE | none |  | TRUE | [2025, 2029]+list(range(2030,2051,5)) | range(2030,2051,2) | W_P50 | W_P50 | SL_1 | 1 | redz_corridors_eia | copt | LC | existing+tdp | BASE_COALFLEX | DELAYED_ESKOM_2035 | TRUE | FALSE | 70% | 100% | BASE_PMR1b | FS_2045 | BASE | BASE | BASE | BASE_PMR1b | 9.2% | BASE_PMR1b | FS_2045 | MOD_CNST | MTSAO_BQ | MOD_CNST | UNC | DIESEL_LNG | NO_MIN_GAS | NO_MIN_GAS | BASE | BASE | EAF_60 | none | HIGH_PMR1b | IRP24_LOW | RES_MRGN_10 | BASE3
543 | S543 | 0 |  | pklein-DESKTOP | copt | copt | TRUE | TRUE | 0 | FALSE | none |  | TRUE | [2025, 2029]+list(range(2030,2051,5)) | range(2030,2051,2) | W_P50 | W_P50 | SL_1 | 1 | redz_corridors_eia | copt | LC | existing+tdp | BASE_COALFLEX | DELAYED_ESKOM_2035 | TRUE | FALSE | 70% | 50% | BASE_PMR1b | FS_2045 | BASE | BASE | BASE | BASE_PMR1b | 9.2% | BASE_PMR1b | FS_2045 | MOD_CNST | MTSAO_BQ | MOD_CNST | UNC | DIESEL_LNG | NO_MIN_GAS | NO_MIN_GAS | BASE | BASE | EAF_60 | none | HIGH_PMR1b | IRP24_LOW | RES_MRGN_10 | BASE3
544 | S544 | 0 |  | pklein-DESKTOP | copt | copt | TRUE | TRUE | 0 | FALSE | none |  | TRUE | [2025, 2029]+list(range(2030,2051,5)) | range(2030,2051,2) | W_P50 | W_P50 | SL_1 | 1 | redz_corridors_eia | copt | LC | existing+tdp | BASE_COALFLEX | DELAYED_ESKOM_2035 | TRUE | FALSE | 60% | 150% | BASE_PMR1b | FS_2045 | BASE | BASE | BASE | BASE_PMR1b | 9.2% | BASE_PMR1b | FS_2045 | MOD_CNST | MTSAO_BQ | MOD_CNST | UNC | DIESEL_LNG | NO_MIN_GAS | NO_MIN_GAS | BASE | BASE | EAF_60 | none | HIGH_PMR1b | IRP24_LOW | RES_MRGN_10 | BASE3
545 | S545 | 0 |  | pklein-DESKTOP | copt | copt | TRUE | TRUE | 0 | FALSE | none |  | TRUE | [2025, 2029]+list(range(2030,2051,5)) | range(2030,2051,2) | W_P50 | W_P50 | SL_1 | 1 | redz_corridors_eia | copt | LC | existing+tdp | BASE_COALFLEX | DELAYED_ESKOM_2035 | TRUE | FALSE | 60% | 100% | BASE_PMR1b | FS_2045 | BASE | BASE | BASE | BASE_PMR1b | 9.2% | BASE_PMR1b | FS_2045 | MOD_CNST | MTSAO_BQ | MOD_CNST | UNC | DIESEL_LNG | NO_MIN_GAS | NO_MIN_GAS | BASE | BASE | EAF_60 | none | HIGH_PMR1b | IRP24_LOW | RES_MRGN_10 | BASE3
546 | S546 | 0 |  | pklein-DESKTOP | copt | copt | TRUE | TRUE | 0 | FALSE | none |  | TRUE | [2025, 2029]+list(range(2030,2051,5)) | range(2030,2051,2) | W_P50 | W_P50 | SL_1 | 1 | redz_corridors_eia | copt | LC | existing+tdp | BASE_COALFLEX | DELAYED_ESKOM_2035 | TRUE | FALSE | 60% | 50% | BASE_PMR1b | FS_2045 | BASE | BASE | BASE | BASE_PMR1b | 9.2% | BASE_PMR1b | FS_2045 | MOD_CNST | MTSAO_BQ | MOD_CNST | UNC | DIESEL_LNG | NO_MIN_GAS | NO_MIN_GAS | BASE | BASE | EAF_60 | none | HIGH_PMR1b | IRP24_LOW | RES_MRGN_10 | BASE3
547 | S547 | 0 |  | pklein-DESKTOP | copt | copt | TRUE | TRUE | 0 | FALSE | none |  | TRUE | [2025, 2029]+list(range(2030,2051,5)) | range(2030,2051,2) | W_P50 | W_P50 | SL_1 | 1 | redz_corridors_eia | copt | LC | existing+tdp | BASE_COALFLEX | DELAYED_ESKOM_2035 | TRUE | FALSE | 50% | 150% | BASE_PMR1b | FS_2045 | BASE | BASE | BASE | BASE_PMR1b | 9.2% | BASE_PMR1b | FS_2045 | MOD_CNST | MTSAO_BQ | MOD_CNST | UNC | DIESEL_LNG | NO_MIN_GAS | NO_MIN_GAS | BASE | BASE | EAF_60 | none | HIGH_PMR1b | IRP24_LOW | RES_MRGN_10 | BASE3
548 | S548 | 0 |  | pklein-DESKTOP | copt | copt | TRUE | TRUE | 0 | FALSE | none |  | TRUE | [2025, 2029]+list(range(2030,2051,5)) | range(2030,2051,2) | W_P50 | W_P50 | SL_1 | 1 | redz_corridors_eia | copt | LC | existing+tdp | BASE_COALFLEX | DELAYED_ESKOM_2035 | TRUE | FALSE | 50% | 100% | BASE_PMR1b | FS_2045 | BASE | BASE | BASE | BASE_PMR1b | 9.2% | BASE_PMR1b | FS_2045 | MOD_CNST | MTSAO_BQ | MOD_CNST | UNC | DIESEL_LNG | NO_MIN_GAS | NO_MIN_GAS | BASE | BASE | EAF_60 | none | HIGH_PMR1b | IRP24_LOW | RES_MRGN_10 | BASE3
549 | S549 | 0 |  | pklein-DESKTOP | copt | copt | TRUE | TRUE | 0 | FALSE | none |  | TRUE | [2025, 2029]+list(range(2030,2051,5)) | range(2030,2051,2) | W_P50 | W_P50 | SL_1 | 1 | redz_corridors_eia | copt | LC | existing+tdp | BASE_COALFLEX | DELAYED_ESKOM_2035 | TRUE | FALSE | 50% | 50% | BASE_PMR1b | FS_2045 | BASE | BASE | BASE | BASE_PMR1b | 9.2% | BASE_PMR1b | FS_2045 | MOD_CNST | MTSAO_BQ | MOD_CNST | UNC | DIESEL_LNG | NO_MIN_GAS | NO_MIN_GAS | BASE | BASE | EAF_60 | none | HIGH_PMR1b | IRP24_LOW | RES_MRGN_10 | BASE3
550 | S550 | 0 |  | pklein-DESKTOP | copt | copt | TRUE | TRUE | 0 | FALSE | none |  | TRUE | [2025, 2029]+list(range(2030,2051,5)) | range(2030,2051,2) | W_P50 | W_P50 | SL_1 | 1 | redz_corridors_eia | copt | LC | existing+tdp | BASE_COALFLEX | DELAYED_ESKOM_2035 | TRUE | FALSE | 40% | 150% | BASE_PMR1b | FS_2045 | BASE | BASE | BASE | BASE_PMR1b | 9.2% | BASE_PMR1b | FS_2045 | MOD_CNST | MTSAO_BQ | MOD_CNST | UNC | DIESEL_LNG | NO_MIN_GAS | NO_MIN_GAS | BASE | BASE | EAF_60 | none | HIGH_PMR1b | IRP24_LOW | RES_MRGN_10 | BASE3
551 | S551 | 0 |  | pklein-DESKTOP | copt | copt | TRUE | TRUE | 0 | FALSE | none |  | TRUE | [2025, 2029]+list(range(2030,2051,5)) | range(2030,2051,2) | W_P50 | W_P50 | SL_1 | 1 | redz_corridors_eia | copt | LC | existing+tdp | BASE_COALFLEX | DELAYED_ESKOM_2035 | TRUE | FALSE | 40% | 100% | BASE_PMR1b | FS_2045 | BASE | BASE | BASE | BASE_PMR1b | 9.2% | BASE_PMR1b | FS_2045 | MOD_CNST | MTSAO_BQ | MOD_CNST | UNC | DIESEL_LNG | NO_MIN_GAS | NO_MIN_GAS | BASE | BASE | EAF_60 | none | HIGH_PMR1b | IRP24_LOW | RES_MRGN_10 | BASE3
552 | S552 | 0 |  | pklein-DESKTOP | copt | copt | TRUE | TRUE | 0 | FALSE | none |  | TRUE | [2025, 2029]+list(range(2030,2051,5)) | range(2030,2051,2) | W_P50 | W_P50 | SL_1 | 1 | redz_corridors_eia | copt | LC | existing+tdp | BASE_COALFLEX | DELAYED_ESKOM_2035 | TRUE | FALSE | 40% | 50% | BASE_PMR1b | FS_2045 | BASE | BASE | BASE | BASE_PMR1b | 9.2% | BASE_PMR1b | FS_2045 | MOD_CNST | MTSAO_BQ | MOD_CNST | UNC | DIESEL_LNG | NO_MIN_GAS | NO_MIN_GAS | BASE | BASE | EAF_60 | none | HIGH_PMR1b | IRP24_LOW | RES_MRGN_10 | BASE3
553 | S553 | 0 |  | pklein-DESKTOP | copt | copt | TRUE | TRUE | 0 | FALSE | none |  | TRUE | [2025, 2029]+list(range(2030,2051,5)) | range(2030,2051,2) | W_P50 | W_P50 | SL_6 | 1 | redz_corridors_eia | copt | LC | existing+tdp | BASE_COALFLEX | DELAYED_ESKOM_2035 | TRUE | FALSE | 70% | 150% | BASE_PMR1b | FS_2045 | BASE | BASE | BASE | BASE_PMR1b | 9.2% | BASE_PMR1b | FS_2045 | MOD_CNST | MTSAO_BQ | MOD_CNST | UNC | DIESEL_LNG | NO_MIN_GAS | NO_MIN_GAS | BASE | BASE | EAF_60 | none | HIGH_PMR1b | IRP24_LOW | RES_MRGN_10 | BASE3
554 | S554 | 0 |  | pklein-DESKTOP | copt | copt | TRUE | TRUE | 0 | FALSE | none |  | TRUE | [2025, 2029]+list(range(2030,2051,5)) | range(2030,2051,2) | W_P50 | W_P50 | SL_6 | 1 | redz_corridors_eia | copt | LC | existing+tdp | BASE_COALFLEX | DELAYED_ESKOM_2035 | TRUE | FALSE | 70% | 100% | BASE_PMR1b | FS_2045 | BASE | BASE | BASE | BASE_PMR1b | 9.2% | BASE_PMR1b | FS_2045 | MOD_CNST | MTSAO_BQ | MOD_CNST | UNC | DIESEL_LNG | NO_MIN_GAS | NO_MIN_GAS | BASE | BASE | EAF_60 | none | HIGH_PMR1b | IRP24_LOW | RES_MRGN_10 | BASE3
555 | S555 | 0 |  | pklein-DESKTOP | copt | copt | TRUE | TRUE | 0 | FALSE | none |  | TRUE | [2025, 2029]+list(range(2030,2051,5)) | range(2030,2051,2) | W_P50 | W_P50 | SL_6 | 1 | redz_corridors_eia | copt | LC | existing+tdp | BASE_COALFLEX | DELAYED_ESKOM_2035 | TRUE | FALSE | 70% | 50% | BASE_PMR1b | FS_2045 | BASE | BASE | BASE | BASE_PMR1b | 9.2% | BASE_PMR1b | FS_2045 | MOD_CNST | MTSAO_BQ | MOD_CNST | UNC | DIESEL_LNG | NO_MIN_GAS | NO_MIN_GAS | BASE | BASE | EAF_60 | none | HIGH_PMR1b | IRP24_LOW | RES_MRGN_10 | BASE3
556 | S556 | 0 |  | pklein-DESKTOP | copt | copt | TRUE | TRUE | 0 | FALSE | none |  | TRUE | [2025, 2029]+list(range(2030,2051,5)) | range(2030,2051,2) | W_P50 | W_P50 | SL_6 | 1 | redz_corridors_eia | copt | LC | existing+tdp | BASE_COALFLEX | DELAYED_ESKOM_2035 | TRUE | FALSE | 60% | 150% | BASE_PMR1b | FS_2045 | BASE | BASE | BASE | BASE_PMR1b | 9.2% | BASE_PMR1b | FS_2045 | MOD_CNST | MTSAO_BQ | MOD_CNST | UNC | DIESEL_LNG | NO_MIN_GAS | NO_MIN_GAS | BASE | BASE | EAF_60 | none | HIGH_PMR1b | IRP24_LOW | RES_MRGN_10 | BASE3
557 | S557 | 0 |  | pklein-DESKTOP | copt | copt | TRUE | TRUE | 0 | FALSE | none |  | TRUE | [2025, 2029]+list(range(2030,2051,5)) | range(2030,2051,2) | W_P50 | W_P50 | SL_6 | 1 | redz_corridors_eia | copt | LC | existing+tdp | BASE_COALFLEX | DELAYED_ESKOM_2035 | TRUE | FALSE | 60% | 100% | BASE_PMR1b | FS_2045 | BASE | BASE | BASE | BASE_PMR1b | 9.2% | BASE_PMR1b | FS_2045 | MOD_CNST | MTSAO_BQ | MOD_CNST | UNC | DIESEL_LNG | NO_MIN_GAS | NO_MIN_GAS | BASE | BASE | EAF_60 | none | HIGH_PMR1b | IRP24_LOW | RES_MRGN_10 | BASE3
558 | S558 | 0 |  | pklein-DESKTOP | copt | copt | TRUE | TRUE | 0 | FALSE | none |  | TRUE | [2025, 2029]+list(range(2030,2051,5)) | range(2030,2051,2) | W_P50 | W_P50 | SL_6 | 1 | redz_corridors_eia | copt | LC | existing+tdp | BASE_COALFLEX | DELAYED_ESKOM_2035 | TRUE | FALSE | 60% | 50% | BASE_PMR1b | FS_2045 | BASE | BASE | BASE | BASE_PMR1b | 9.2% | BASE_PMR1b | FS_2045 | MOD_CNST | MTSAO_BQ | MOD_CNST | UNC | DIESEL_LNG | NO_MIN_GAS | NO_MIN_GAS | BASE | BASE | EAF_60 | none | HIGH_PMR1b | IRP24_LOW | RES_MRGN_10 | BASE3
559 | S559 | 0 |  | pklein-DESKTOP | copt | copt | TRUE | TRUE | 0 | FALSE | none |  | TRUE | [2025, 2029]+list(range(2030,2051,5)) | range(2030,2051,2) | W_P50 | W_P50 | SL_6 | 1 | redz_corridors_eia | copt | LC | existing+tdp | BASE_COALFLEX | DELAYED_ESKOM_2035 | TRUE | FALSE | 50% | 150% | BASE_PMR1b | FS_2045 | BASE | BASE | BASE | BASE_PMR1b | 9.2% | BASE_PMR1b | FS_2045 | MOD_CNST | MTSAO_BQ | MOD_CNST | UNC | DIESEL_LNG | NO_MIN_GAS | NO_MIN_GAS | BASE | BASE | EAF_60 | none | HIGH_PMR1b | IRP24_LOW | RES_MRGN_10 | BASE3
560 | S560 | 0 |  | pklein-DESKTOP | copt | copt | TRUE | TRUE | 0 | FALSE | none |  | TRUE | [2025, 2029]+list(range(2030,2051,5)) | range(2030,2051,2) | W_P50 | W_P50 | SL_6 | 1 | redz_corridors_eia | copt | LC | existing+tdp | BASE_COALFLEX | DELAYED_ESKOM_2035 | TRUE | FALSE | 50% | 100% | BASE_PMR1b | FS_2045 | BASE | BASE | BASE | BASE_PMR1b | 9.2% | BASE_PMR1b | FS_2045 | MOD_CNST | MTSAO_BQ | MOD_CNST | UNC | DIESEL_LNG | NO_MIN_GAS | NO_MIN_GAS | BASE | BASE | EAF_60 | none | HIGH_PMR1b | IRP24_LOW | RES_MRGN_10 | BASE3
561 | S561 | 0 |  | pklein-DESKTOP | copt | copt | TRUE | TRUE | 0 | FALSE | none |  | TRUE | [2025, 2029]+list(range(2030,2051,5)) | range(2030,2051,2) | W_P50 | W_P50 | SL_6 | 1 | redz_corridors_eia | copt | LC | existing+tdp | BASE_COALFLEX | DELAYED_ESKOM_2035 | TRUE | FALSE | 50% | 50% | BASE_PMR1b | FS_2045 | BASE | BASE | BASE | BASE_PMR1b | 9.2% | BASE_PMR1b | FS_2045 | MOD_CNST | MTSAO_BQ | MOD_CNST | UNC | DIESEL_LNG | NO_MIN_GAS | NO_MIN_GAS | BASE | BASE | EAF_60 | none | HIGH_PMR1b | IRP24_LOW | RES_MRGN_10 | BASE3
562 | S562 | 0 |  | pklein-DESKTOP | copt | copt | TRUE | TRUE | 0 | FALSE | none |  | TRUE | [2025, 2029]+list(range(2030,2051,5)) | range(2030,2051,2) | W_P50 | W_P50 | SL_6 | 1 | redz_corridors_eia | copt | LC | existing+tdp | BASE_COALFLEX | DELAYED_ESKOM_2035 | TRUE | FALSE | 40% | 150% | BASE_PMR1b | FS_2045 | BASE | BASE | BASE | BASE_PMR1b | 9.2% | BASE_PMR1b | FS_2045 | MOD_CNST | MTSAO_BQ | MOD_CNST | UNC | DIESEL_LNG | NO_MIN_GAS | NO_MIN_GAS | BASE | BASE | EAF_60 | none | HIGH_PMR1b | IRP24_LOW | RES_MRGN_10 | BASE3
563 | S563 | 0 |  | pklein-DESKTOP | copt | copt | TRUE | TRUE | 0 | FALSE | none |  | TRUE | [2025, 2029]+list(range(2030,2051,5)) | range(2030,2051,2) | W_P50 | W_P50 | SL_6 | 1 | redz_corridors_eia | copt | LC | existing+tdp | BASE_COALFLEX | DELAYED_ESKOM_2035 | TRUE | FALSE | 40% | 100% | BASE_PMR1b | FS_2045 | BASE | BASE | BASE | BASE_PMR1b | 9.2% | BASE_PMR1b | FS_2045 | MOD_CNST | MTSAO_BQ | MOD_CNST | UNC | DIESEL_LNG | NO_MIN_GAS | NO_MIN_GAS | BASE | BASE | EAF_60 | none | HIGH_PMR1b | IRP24_LOW | RES_MRGN_10 | BASE3
564 | S564 | 0 |  | pklein-DESKTOP | copt | copt | TRUE | TRUE | 0 | FALSE | none |  | TRUE | [2025, 2029]+list(range(2030,2051,5)) | range(2030,2051,2) | W_P50 | W_P50 | SL_6 | 1 | redz_corridors_eia | copt | LC | existing+tdp | BASE_COALFLEX | DELAYED_ESKOM_2035 | TRUE | FALSE | 40% | 50% | BASE_PMR1b | FS_2045 | BASE | BASE | BASE | BASE_PMR1b | 9.2% | BASE_PMR1b | FS_2045 | MOD_CNST | MTSAO_BQ | MOD_CNST | UNC | DIESEL_LNG | NO_MIN_GAS | NO_MIN_GAS | BASE | BASE | EAF_60 | none | HIGH_PMR1b | IRP24_LOW | RES_MRGN_10 | BASE3
565 | S565 | 0 |  | pklein-DESKTOP | copt | copt | TRUE | TRUE | 0 | FALSE | none |  | TRUE | [2025, 2029]+list(range(2030,2051,5)) | range(2030,2051,2) | W_P50 | W_P50 | SL_12 | 1 | redz_corridors_eia | copt | LC | existing+tdp | BASE_COALFLEX | DELAYED_ESKOM_2035 | TRUE | FALSE | 70% | 150% | BASE_PMR1b | FS_2045 | BASE | BASE | BASE | BASE_PMR1b | 9.2% | BASE_PMR1b | FS_2045 | MOD_CNST | MTSAO_BQ | MOD_CNST | UNC | DIESEL_LNG | NO_MIN_GAS | NO_MIN_GAS | BASE | BASE | EAF_60 | none | HIGH_PMR1b | IRP24_LOW | RES_MRGN_10 | BASE3
566 | S566 | 0 |  | pklein-DESKTOP | copt | copt | TRUE | TRUE | 0 | FALSE | none |  | TRUE | [2025, 2029]+list(range(2030,2051,5)) | range(2030,2051,2) | W_P50 | W_P50 | SL_12 | 1 | redz_corridors_eia | copt | LC | existing+tdp | BASE_COALFLEX | DELAYED_ESKOM_2035 | TRUE | FALSE | 70% | 100% | BASE_PMR1b | FS_2045 | BASE | BASE | BASE | BASE_PMR1b | 9.2% | BASE_PMR1b | FS_2045 | MOD_CNST | MTSAO_BQ | MOD_CNST | UNC | DIESEL_LNG | NO_MIN_GAS | NO_MIN_GAS | BASE | BASE | EAF_60 | none | HIGH_PMR1b | IRP24_LOW | RES_MRGN_10 | BASE3
567 | S567 | 0 |  | pklein-DESKTOP | copt | copt | TRUE | TRUE | 0 | FALSE | none |  | TRUE | [2025, 2029]+list(range(2030,2051,5)) | range(2030,2051,2) | W_P50 | W_P50 | SL_12 | 1 | redz_corridors_eia | copt | LC | existing+tdp | BASE_COALFLEX | DELAYED_ESKOM_2035 | TRUE | FALSE | 70% | 50% | BASE_PMR1b | FS_2045 | BASE | BASE | BASE | BASE_PMR1b | 9.2% | BASE_PMR1b | FS_2045 | MOD_CNST | MTSAO_BQ | MOD_CNST | UNC | DIESEL_LNG | NO_MIN_GAS | NO_MIN_GAS | BASE | BASE | EAF_60 | none | HIGH_PMR1b | IRP24_LOW | RES_MRGN_10 | BASE3
568 | S568 | 0 |  | pklein-DESKTOP | copt | copt | TRUE | TRUE | 0 | FALSE | none |  | TRUE | [2025, 2029]+list(range(2030,2051,5)) | range(2030,2051,2) | W_P50 | W_P50 | SL_12 | 1 | redz_corridors_eia | copt | LC | existing+tdp | BASE_COALFLEX | DELAYED_ESKOM_2035 | TRUE | FALSE | 60% | 150% | BASE_PMR1b | FS_2045 | BASE | BASE | BASE | BASE_PMR1b | 9.2% | BASE_PMR1b | FS_2045 | MOD_CNST | MTSAO_BQ | MOD_CNST | UNC | DIESEL_LNG | NO_MIN_GAS | NO_MIN_GAS | BASE | BASE | EAF_60 | none | HIGH_PMR1b | IRP24_LOW | RES_MRGN_10 | BASE3
569 | S569 | 0 |  | pklein-DESKTOP | copt | copt | TRUE | TRUE | 0 | FALSE | none |  | TRUE | [2025, 2029]+list(range(2030,2051,5)) | range(2030,2051,2) | W_P50 | W_P50 | SL_12 | 1 | redz_corridors_eia | copt | LC | existing+tdp | BASE_COALFLEX | DELAYED_ESKOM_2035 | TRUE | FALSE | 60% | 100% | BASE_PMR1b | FS_2045 | BASE | BASE | BASE | BASE_PMR1b | 9.2% | BASE_PMR1b | FS_2045 | MOD_CNST | MTSAO_BQ | MOD_CNST | UNC | DIESEL_LNG | NO_MIN_GAS | NO_MIN_GAS | BASE | BASE | EAF_60 | none | HIGH_PMR1b | IRP24_LOW | RES_MRGN_10 | BASE3
570 | S570 | 0 |  | pklein-DESKTOP | copt | copt | TRUE | TRUE | 0 | FALSE | none |  | TRUE | [2025, 2029]+list(range(2030,2051,5)) | range(2030,2051,2) | W_P50 | W_P50 | SL_12 | 1 | redz_corridors_eia | copt | LC | existing+tdp | BASE_COALFLEX | DELAYED_ESKOM_2035 | TRUE | FALSE | 60% | 50% | BASE_PMR1b | FS_2045 | BASE | BASE | BASE | BASE_PMR1b | 9.2% | BASE_PMR1b | FS_2045 | MOD_CNST | MTSAO_BQ | MOD_CNST | UNC | DIESEL_LNG | NO_MIN_GAS | NO_MIN_GAS | BASE | BASE | EAF_60 | none | HIGH_PMR1b | IRP24_LOW | RES_MRGN_10 | BASE3
571 | S571 | 0 |  | pklein-DESKTOP | copt | copt | TRUE | TRUE | 0 | FALSE | none |  | TRUE | [2025, 2029]+list(range(2030,2051,5)) | range(2030,2051,2) | W_P50 | W_P50 | SL_12 | 1 | redz_corridors_eia | copt | LC | existing+tdp | BASE_COALFLEX | DELAYED_ESKOM_2035 | TRUE | FALSE | 50% | 150% | BASE_PMR1b | FS_2045 | BASE | BASE | BASE | BASE_PMR1b | 9.2% | BASE_PMR1b | FS_2045 | MOD_CNST | MTSAO_BQ | MOD_CNST | UNC | DIESEL_LNG | NO_MIN_GAS | NO_MIN_GAS | BASE | BASE | EAF_60 | none | HIGH_PMR1b | IRP24_LOW | RES_MRGN_10 | BASE3
572 | S572 | 0 |  | pklein-DESKTOP | copt | copt | TRUE | TRUE | 0 | FALSE | none |  | TRUE | [2025, 2029]+list(range(2030,2051,5)) | range(2030,2051,2) | W_P50 | W_P50 | SL_12 | 1 | redz_corridors_eia | copt | LC | existing+tdp | BASE_COALFLEX | DELAYED_ESKOM_2035 | TRUE | FALSE | 50% | 100% | BASE_PMR1b | FS_2045 | BASE | BASE | BASE | BASE_PMR1b | 9.2% | BASE_PMR1b | FS_2045 | MOD_CNST | MTSAO_BQ | MOD_CNST | UNC | DIESEL_LNG | NO_MIN_GAS | NO_MIN_GAS | BASE | BASE | EAF_60 | none | HIGH_PMR1b | IRP24_LOW | RES_MRGN_10 | BASE3
573 | S573 | 0 |  | pklein-DESKTOP | copt | copt | TRUE | TRUE | 0 | FALSE | none |  | TRUE | [2025, 2029]+list(range(2030,2051,5)) | range(2030,2051,2) | W_P50 | W_P50 | SL_12 | 1 | redz_corridors_eia | copt | LC | existing+tdp | BASE_COALFLEX | DELAYED_ESKOM_2035 | TRUE | FALSE | 50% | 50% | BASE_PMR1b | FS_2045 | BASE | BASE | BASE | BASE_PMR1b | 9.2% | BASE_PMR1b | FS_2045 | MOD_CNST | MTSAO_BQ | MOD_CNST | UNC | DIESEL_LNG | NO_MIN_GAS | NO_MIN_GAS | BASE | BASE | EAF_60 | none | HIGH_PMR1b | IRP24_LOW | RES_MRGN_10 | BASE3
574 | S574 | 0 |  | pklein-DESKTOP2 | copt | copt | TRUE | TRUE | 0 | FALSE | none |  | TRUE | [2025, 2029]+list(range(2030,2051,5)) | range(2030,2051,2) | W_P50 | W_P50 | SL_12 | 1 | redz_corridors_eia | copt | LC | existing+tdp | BASE_COALFLEX | DELAYED_ESKOM_2035 | TRUE | FALSE | 40% | 150% | BASE_PMR1b | FS_2045 | BASE | BASE | BASE | BASE_PMR1b | 9.2% | BASE_PMR1b | FS_2045 | MOD_CNST | MTSAO_BQ | MOD_CNST | UNC | DIESEL_LNG | NO_MIN_GAS | NO_MIN_GAS | BASE | BASE | EAF_60 | none | HIGH_PMR1b | IRP24_LOW | RES_MRGN_10 | BASE3
575 | S575 | 0 |  | pklein-DESKTOP2 | copt | copt | TRUE | TRUE | 0 | FALSE | none |  | TRUE | [2025, 2029]+list(range(2030,2051,5)) | range(2030,2051,2) | W_P50 | W_P50 | SL_12 | 1 | redz_corridors_eia | copt | LC | existing+tdp | BASE_COALFLEX | DELAYED_ESKOM_2035 | TRUE | FALSE | 40% | 100% | BASE_PMR1b | FS_2045 | BASE | BASE | BASE | BASE_PMR1b | 9.2% | BASE_PMR1b | FS_2045 | MOD_CNST | MTSAO_BQ | MOD_CNST | UNC | DIESEL_LNG | NO_MIN_GAS | NO_MIN_GAS | BASE | BASE | EAF_60 | none | HIGH_PMR1b | IRP24_LOW | RES_MRGN_10 | BASE3
576 | S576 | 0 |  | pklein-DESKTOP2 | copt | copt | TRUE | TRUE | 0 | FALSE | none |  | TRUE | [2025, 2029]+list(range(2030,2051,5)) | range(2030,2051,2) | W_P50 | W_P50 | SL_12 | 1 | redz_corridors_eia | copt | LC | existing+tdp | BASE_COALFLEX | DELAYED_ESKOM_2035 | TRUE | FALSE | 40% | 50% | BASE_PMR1b | FS_2045 | BASE | BASE | BASE | BASE_PMR1b | 9.2% | BASE_PMR1b | FS_2045 | MOD_CNST | MTSAO_BQ | MOD_CNST | UNC | DIESEL_LNG | NO_MIN_GAS | NO_MIN_GAS | BASE | BASE | EAF_60 | none | HIGH_PMR1b | IRP24_LOW | RES_MRGN_10 | BASE3
577 | T1 | 0 |  | pklein-DESKTOP2 | copt | copt | TRUE | TRUE | 0 | FALSE | none |  | TRUE | [2025, 2029]+list(range(2030,2051,5)) | range(2030,2051,2) | W_P50 | W_P50 | SL_0 | 1 | redz_corridors_eia | copt | LC | existing+tdp | BASE_COALFLEX | DELAYED_ESKOM_2035 | TRUE | FALSE | 70% | 50% | BASE_PMR1b | FS_2045 | BASE | BASE | BASE | BASE_PMR1b | 9.2% | BASE_PMR1b | FS_2045 | MOD_CNST | MTSAO_BQ | MOD_CNST | UNC | DIESEL_LNG | NO_MIN_GAS | NO_MIN_GAS | BASE | BASE | EAF_60 | none | BASE_PMR1b | ME_LOW | RES_MRGN_10 | BASE3
578 | T2 | 0 |  | pklein-DESKTOP | copt | copt | TRUE | TRUE | 0 | FALSE | none |  | TRUE | [2025, 2029]+list(range(2030,2051,5)) | range(2030,2051,2) | W_P50 | W_P50 | SL_12 | 1 | redz_corridors_eia | copt | LC | existing+tdp | BASE_COALFLEX | DELAYED_ESKOM_2035 | TRUE | FALSE | 40% | 150% | BASE_PMR1b | FS_2045 | BASE | BASE | BASE | BASE_PMR1b | 9.2% | BASE_PMR1b | FS_2045 | MOD_CNST | MTSAO_BQ | MOD_CNST | UNC | DIESEL_LNG | NO_MIN_GAS | NO_MIN_GAS | BASE | BASE | EAF_60 | none | BASE_PMR1b | ME_LOW | RES_MRGN_10 | BASE3
579 | T3 | 0 |  | pklein-DESKTOP2 | copt | copt | TRUE | TRUE | 0 | FALSE | none |  | TRUE | [2025, 2029]+list(range(2030,2051,5)) | range(2030,2051,2) | W_P50 | W_P50 | SL_0 | 1 | redz_corridors_eia | copt | LC | existing+tdp | BASE_COALFLEX | DELAYED_ESKOM_2035 | TRUE | FALSE | 70% | 50% | BASE_PMR1b | FS_2045 | BASE | BASE | BASE | BASE_PMR1b | 9.2% | BASE_PMR1b | FS_2045 | MOD_CNST | MTSAO_BQ | MOD_CNST | UNC | DIESEL_LNG | NO_MIN_GAS | NO_MIN_GAS | BASE | BASE | EAF_60 | none | BASE_PMR1b | IRP24_MOD | RES_MRGN_10 | BASE3
580 | T4 | 0 |  | pklein-DESKTOP | copt | copt | TRUE | TRUE | 0 | FALSE | none |  | TRUE | [2025, 2029]+list(range(2030,2051,5)) | range(2030,2051,2) | W_P50 | W_P50 | SL_12 | 1 | redz_corridors_eia | copt | LC | existing+tdp | BASE_COALFLEX | DELAYED_ESKOM_2035 | TRUE | FALSE | 40% | 150% | BASE_PMR1b | FS_2045 | BASE | BASE | BASE | BASE_PMR1b | 9.2% | BASE_PMR1b | FS_2045 | MOD_CNST | MTSAO_BQ | MOD_CNST | UNC | DIESEL_LNG | NO_MIN_GAS | NO_MIN_GAS | BASE | BASE | EAF_60 | none | BASE_PMR1b | IRP24_MOD | RES_MRGN_10 | BASE3
581 | T5 | 0 |  | pklein-DESKTOP2 | copt | copt | TRUE | TRUE | 0 | TRUE | none |  | TRUE | [2025, 2029]+list(range(2030,2051,5)) | range(2030,2051,2) | W_P50 | W_P50 | SL_0 | 1 | redz_corridors_eia | copt | LC | existing+tdp | BASE_COALFLEX | DELAYED_ESKOM_2035 | TRUE | FALSE | 70% | 150% | BASE_PMR1b | FS_2045 | BASE | BASE | BASE | BASE_PMR1b | 9.2% | BASE_PMR1b | FS_2045 | MOD_CNST | MTSAO_BQ | MOD_CNST | UNC | DIESEL_LNG | NO_MIN_GAS | NO_MIN_GAS | BASE | BASE | EAF_50 | none | BASE_PMR1b | IRP24_LOW | RES_MRGN_10 | BASE3
582 | T6 | 0 |  | pklein-DESKTOP | copt | copt | TRUE | TRUE | 0 | TRUE | none |  | TRUE | [2025, 2029]+list(range(2030,2051,5)) | range(2030,2051,2) | W_P50 | W_P50 | SL_12 | 1 | redz_corridors_eia | copt | LC | existing+tdp | BASE_COALFLEX | DELAYED_ESKOM_2035 | TRUE | FALSE | 40% | 150% | BASE_PMR1b | FS_2045 | BASE | BASE | BASE | BASE_PMR1b | 9.2% | BASE_PMR1b | FS_2045 | MOD_CNST | MTSAO_BQ | MOD_CNST | UNC | DIESEL_LNG | NO_MIN_GAS | NO_MIN_GAS | BASE | BASE | EAF_50 | none | BASE_PMR1b | IRP24_LOW | RES_MRGN_10 | BASE3
583 | T7 | 0 |  | pklein-DESKTOP2 | copt | copt | TRUE | TRUE | 0 | FALSE | none |  | TRUE | [2025, 2029]+list(range(2030,2051,5)) | range(2030,2051,2) | W_P50 | W_P50 | SL_0 | 1 | redz_corridors_eia | copt | LC | existing+tdp | BASE_COALFLEX | DELAYED_ESKOM_2035 | TRUE | FALSE | 70% | 50% | BASE_PMR1b | FS_2045 | BASE | BASE | BASE | BASE_PMR1b | 9.2% | BASE_PMR1b | FS_2045 | MOD_CNST | MTSAO_BQ | MOD_CNST | UNC | DIESEL_LNG | NO_MIN_GAS | NO_MIN_GAS | BASE | BASE | EAF_65 | none | BASE_PMR1b | IRP24_LOW | RES_MRGN_10 | BASE3
584 | T8 | 0 |  | pklein-DESKTOP | copt | copt | TRUE | TRUE | 0 | FALSE | none |  | TRUE | [2025, 2029]+list(range(2030,2051,5)) | range(2030,2051,2) | W_P50 | W_P50 | SL_12 | 1 | redz_corridors_eia | copt | LC | existing+tdp | BASE_COALFLEX | DELAYED_ESKOM_2035 | TRUE | FALSE | 40% | 150% | BASE_PMR1b | FS_2045 | BASE | BASE | BASE | BASE_PMR1b | 9.2% | BASE_PMR1b | FS_2045 | MOD_CNST | MTSAO_BQ | MOD_CNST | UNC | DIESEL_LNG | NO_MIN_GAS | NO_MIN_GAS | BASE | BASE | EAF_65 | none | BASE_PMR1b | IRP24_LOW | RES_MRGN_10 | BASE3
585 | T9 | 0 |  | pklein-DESKTOP2 | copt | copt | TRUE | TRUE | 0 | FALSE | none |  | TRUE | [2025, 2029]+list(range(2030,2051,5)) | range(2030,2051,2) | W_P50 | W_P50 | SL_0 | 1 | redz_corridors_eia | copt | LC | existing+tdp | BASE_COALFLEX | DELAYED_ESKOM_2035 | TRUE | FALSE | 70% | 50% | LOW_PMR1b | FS_2045 | BASE | BASE | BASE | BASE_PMR1b | 9.2% | LOW_PMR1b | FS_2045 | MOD_CNST | MTSAO_BQ | MOD_CNST | UNC | DIESEL_LNG | NO_MIN_GAS | NO_MIN_GAS | BASE | BASE | EAF_60 | none | BASE_PMR1b | IRP24_LOW | RES_MRGN_10 | BASE3
586 | T10 | 0 |  | pklein-DESKTOP | copt | copt | TRUE | TRUE | 0 | FALSE | none |  | TRUE | [2025, 2029]+list(range(2030,2051,5)) | range(2030,2051,2) | W_P50 | W_P50 | SL_12 | 1 | redz_corridors_eia | copt | LC | existing+tdp | BASE_COALFLEX | DELAYED_ESKOM_2035 | TRUE | FALSE | 40% | 150% | LOW_PMR1b | FS_2045 | BASE | BASE | BASE | BASE_PMR1b | 9.2% | LOW_PMR1b | FS_2045 | MOD_CNST | MTSAO_BQ | MOD_CNST | UNC | DIESEL_LNG | NO_MIN_GAS | NO_MIN_GAS | BASE | BASE | EAF_60 | none | BASE_PMR1b | IRP24_LOW | RES_MRGN_10 | BASE3
587 | T11 | 0 |  | pklein-DESKTOP2 | copt | copt | TRUE | TRUE | 0 | FALSE | none |  | TRUE | [2025, 2029]+list(range(2030,2051,5)) | range(2030,2051,2) | W_P50 | W_P50 | SL_0 | 1 | redz_corridors_eia | copt | LC | existing+tdp | BASE_COALFLEX | DELAYED_ESKOM_2035 | TRUE | FALSE | 70% | 50% | HIGH_PMR1b | FS_2045 | BASE | BASE | BASE | BASE_PMR1b | 9.2% | HIGH_PMR1b | FS_2045 | MOD_CNST | MTSAO_BQ | MOD_CNST | UNC | DIESEL_LNG | NO_MIN_GAS | NO_MIN_GAS | BASE | BASE | EAF_60 | none | BASE_PMR1b | IRP24_LOW | RES_MRGN_10 | BASE3
588 | T12 | 0 |  | pklein-DESKTOP | copt | copt | TRUE | TRUE | 0 | FALSE | none |  | TRUE | [2025, 2029]+list(range(2030,2051,5)) | range(2030,2051,2) | W_P50 | W_P50 | SL_12 | 1 | redz_corridors_eia | copt | LC | existing+tdp | BASE_COALFLEX | DELAYED_ESKOM_2035 | TRUE | FALSE | 40% | 150% | HIGH_PMR1b | FS_2045 | BASE | BASE | BASE | BASE_PMR1b | 9.2% | HIGH_PMR1b | FS_2045 | MOD_CNST | MTSAO_BQ | MOD_CNST | UNC | DIESEL_LNG | NO_MIN_GAS | NO_MIN_GAS | BASE | BASE | EAF_60 | none | BASE_PMR1b | IRP24_LOW | RES_MRGN_10 | BASE3
589 | T13 | 0 |  | pklein-DESKTOP2 | copt | copt | TRUE | TRUE | 0 | FALSE | none |  | TRUE | [2025, 2029]+list(range(2030,2051,5)) | range(2030,2051,2) | W_P50 | W_P50 | SL_0 | 1 | redz_corridors_eia | copt | LC | existing+tdp | BASE_COALFLEX | DELAYED_ESKOM_2035 | TRUE | FALSE | 70% | 50% | BASE_PMR1b | FS_2045 | BASE | BASE | BASE | LOW_PMR1b | 7.2% | BASE_PMR1b | FS_2045 | MOD_CNST | MTSAO_BQ | MOD_CNST | UNC | DIESEL_LNG | NO_MIN_GAS | NO_MIN_GAS | BASE | BASE | EAF_60 | none | BASE_PMR1b | IRP24_LOW | RES_MRGN_10 | BASE3
590 | T14 | 0 |  | pklein-DESKTOP | copt | copt | TRUE | TRUE | 0 | FALSE | none |  | TRUE | [2025, 2029]+list(range(2030,2051,5)) | range(2030,2051,2) | W_P50 | W_P50 | SL_12 | 1 | redz_corridors_eia | copt | LC | existing+tdp | BASE_COALFLEX | DELAYED_ESKOM_2035 | TRUE | FALSE | 40% | 150% | BASE_PMR1b | FS_2045 | BASE | BASE | BASE | LOW_PMR1b | 7.2% | BASE_PMR1b | FS_2045 | MOD_CNST | MTSAO_BQ | MOD_CNST | UNC | DIESEL_LNG | NO_MIN_GAS | NO_MIN_GAS | BASE | BASE | EAF_60 | none | BASE_PMR1b | IRP24_LOW | RES_MRGN_10 | BASE3
591 | T15 | 0 |  | pklein-DESKTOP2 | copt | copt | TRUE | TRUE | 0 | FALSE | none |  | TRUE | [2025, 2029]+list(range(2030,2051,5)) | range(2030,2051,2) | W_P50 | W_P50 | SL_0 | 1 | redz_corridors_eia | copt | LC | existing+tdp | BASE_COALFLEX | DELAYED_ESKOM_2035 | TRUE | FALSE | 70% | 50% | BASE_PMR1b | FS_2045 | BASE | BASE | BASE | HIGH_PMR1b | 12% | BASE_PMR1b | FS_2045 | MOD_CNST | MTSAO_BQ | MOD_CNST | UNC | DIESEL_LNG | NO_MIN_GAS | NO_MIN_GAS | BASE | BASE | EAF_60 | none | BASE_PMR1b | IRP24_LOW | RES_MRGN_10 | BASE3
592 | T16 | 0 |  | pklein-DESKTOP | copt | copt | TRUE | TRUE | 0 | FALSE | none |  | TRUE | [2025, 2029]+list(range(2030,2051,5)) | range(2030,2051,2) | W_P50 | W_P50 | SL_12 | 1 | redz_corridors_eia | copt | LC | existing+tdp | BASE_COALFLEX | DELAYED_ESKOM_2035 | TRUE | FALSE | 40% | 150% | BASE_PMR1b | FS_2045 | BASE | BASE | BASE | HIGH_PMR1b | 12% | BASE_PMR1b | FS_2045 | MOD_CNST | MTSAO_BQ | MOD_CNST | UNC | DIESEL_LNG | NO_MIN_GAS | NO_MIN_GAS | BASE | BASE | EAF_60 | none | BASE_PMR1b | IRP24_LOW | RES_MRGN_10 | BASE3
593 | T17 | 0 |  | pklein-DESKTOP2 | copt | copt | TRUE | TRUE | 0 | FALSE | none |  | TRUE | [2025, 2029]+list(range(2030,2051,5)) | range(2030,2051,2) | W_P50 | W_P50 | SL_0 | 1 | redz_corridors_eia | copt | LC | existing+tdp | BASE_COALFLEX | DELAYED_ESKOM_2035 | TRUE | FALSE | 70% | 50% | BASE_PMR1b | FS_2045 | BASE | BASE | BASE | BASE_PMR1b | 9.2% | BASE_PMR1b | FS_2045 | MOD_CNST | MTSAO_BQ | MOD_CNST | UNC | DIESEL_LNG | NO_MIN_GAS | NO_MIN_GAS | BASE | BASE | EAF_60 | none | LOW_PMR1b | IRP24_LOW | RES_MRGN_10 | BASE3
594 | T18 | 0 |  | pklein-DESKTOP | copt | copt | TRUE | TRUE | 0 | FALSE | none |  | TRUE | [2025, 2029]+list(range(2030,2051,5)) | range(2030,2051,2) | W_P50 | W_P50 | SL_12 | 1 | redz_corridors_eia | copt | LC | existing+tdp | BASE_COALFLEX | DELAYED_ESKOM_2035 | TRUE | FALSE | 40% | 150% | BASE_PMR1b | FS_2045 | BASE | BASE | BASE | BASE_PMR1b | 9.2% | BASE_PMR1b | FS_2045 | MOD_CNST | MTSAO_BQ | MOD_CNST | UNC | DIESEL_LNG | NO_MIN_GAS | NO_MIN_GAS | BASE | BASE | EAF_60 | none | LOW_PMR1b | IRP24_LOW | RES_MRGN_10 | BASE3
595 | T19 | 0 |  | pklein-DESKTOP2 | copt | copt | TRUE | TRUE | 0 | FALSE | none |  | TRUE | [2025, 2029]+list(range(2030,2051,5)) | range(2030,2051,2) | W_P50 | W_P50 | SL_0 | 1 | redz_corridors_eia | copt | LC | existing+tdp | BASE_COALFLEX | DELAYED_ESKOM_2035 | TRUE | FALSE | 70% | 50% | BASE_PMR1b | FS_2045 | BASE | BASE | BASE | BASE_PMR1b | 9.2% | BASE_PMR1b | FS_2045 | MOD_CNST | MTSAO_BQ | MOD_CNST | UNC | DIESEL_LNG | NO_MIN_GAS | NO_MIN_GAS | BASE | BASE | EAF_60 | none | HIGH_PMR1b | IRP24_LOW | RES_MRGN_10 | BASE3
596 | T20 | 0 |  | pklein-DESKTOP | copt | copt | TRUE | TRUE | 0 | FALSE | none |  | TRUE | [2025, 2029]+list(range(2030,2051,5)) | range(2030,2051,2) | W_P50 | W_P50 | SL_12 | 1 | redz_corridors_eia | copt | LC | existing+tdp | BASE_COALFLEX | DELAYED_ESKOM_2035 | TRUE | FALSE | 40% | 150% | BASE_PMR1b | FS_2045 | BASE | BASE | BASE | BASE_PMR1b | 9.2% | BASE_PMR1b | FS_2045 | MOD_CNST | MTSAO_BQ | MOD_CNST | UNC | DIESEL_LNG | NO_MIN_GAS | NO_MIN_GAS | BASE | BASE | EAF_60 | none | HIGH_PMR1b | IRP24_LOW | RES_MRGN_10 | BASE3
597 | T21 | 0 |  | pklein-DESKTOP2 | copt | copt | TRUE | TRUE | 0 | FALSE | none |  | TRUE | [2025, 2029]+list(range(2030,2051,5)) | range(2030,2051,2) | W_P50 | W_P50 | SL_0 | 1 | redz_corridors_eia | copt | LC | existing+tdp | BASE_COALFLEX | DELAYED_ESKOM_2035 | TRUE | FALSE | 70% | 50% | HIGH_PMR1b | FS_2045 | BASE | BASE | BASE | HIGH_PMR1b | 12% | HIGH_PMR1b | FS_2045 | MOD_CNST | MTSAO_BQ | MOD_CNST | UNC | DIESEL_LNG | NO_MIN_GAS | NO_MIN_GAS | BASE | BASE | EAF_50 | none | LOW_PMR1b | ME_LOW | RES_MRGN_10 | BASE3
598 | T22 | 0 |  | pklein-DESKTOP | copt | copt | TRUE | TRUE | 0 | FALSE | none |  | TRUE | [2025, 2029]+list(range(2030,2051,5)) | range(2030,2051,2) | W_P50 | W_P50 | SL_12 | 1 | redz_corridors_eia | copt | LC | existing+tdp | BASE_COALFLEX | DELAYED_ESKOM_2035 | TRUE | FALSE | 40% | 150% | HIGH_PMR1b | FS_2045 | BASE | BASE | BASE | HIGH_PMR1b | 12% | HIGH_PMR1b | FS_2045 | MOD_CNST | MTSAO_BQ | MOD_CNST | UNC | DIESEL_LNG | NO_MIN_GAS | NO_MIN_GAS | BASE | BASE | EAF_50 | none | LOW_PMR1b | ME_LOW | RES_MRGN_10 | BASE3
599 | T23 | 0 |  | pklein-DESKTOP2 | copt | copt | TRUE | TRUE | 0 | FALSE | none |  | TRUE | [2025, 2029]+list(range(2030,2051,5)) | range(2030,2051,2) | W_P50 | W_P50 | SL_0 | 1 | redz_corridors_eia | copt | LC | existing+tdp | BASE_COALFLEX | DELAYED_ESKOM_2035 | TRUE | FALSE | 70% | 50% | LOW_PMR1b | FS_2045 | BASE | BASE | BASE | LOW_PMR1b | 7.2% | LOW_PMR1b | FS_2045 | MOD_CNST | MTSAO_BQ | MOD_CNST | UNC | DIESEL_LNG | NO_MIN_GAS | NO_MIN_GAS | BASE | BASE | EAF_65 | none | HIGH_PMR1b | IRP24_MOD | RES_MRGN_10 | BASE3
600 | T24 | 0 |  | pklein-DESKTOP | copt | copt | TRUE | TRUE | 0 | FALSE | none |  | TRUE | [2025, 2029]+list(range(2030,2051,5)) | range(2030,2051,2) | W_P50 | W_P50 | SL_12 | 1 | redz_corridors_eia | copt | LC | existing+tdp | BASE_COALFLEX | DELAYED_ESKOM_2035 | TRUE | FALSE | 40% | 150% | LOW_PMR1b | FS_2045 | BASE | BASE | BASE | LOW_PMR1b | 7.2% | LOW_PMR1b | FS_2045 | MOD_CNST | MTSAO_BQ | MOD_CNST | UNC | DIESEL_LNG | NO_MIN_GAS | NO_MIN_GAS | BASE | BASE | EAF_65 | none | HIGH_PMR1b | IRP24_MOD | RES_MRGN_10 | BASE3
601 | T25 | 0 |  | pklein-DESKTOP2 | copt | copt | TRUE | TRUE | 0 | TRUE | none |  | TRUE | [2025, 2029]+list(range(2030,2051,5)) | range(2030,2051,2) | W_P50 | W_P50 | SL_0 | 1 | redz_corridors_eia | copt | LC | existing+tdp | BASE_COALFLEX | DELAYED_ESKOM_2035 | TRUE | TRUE | 70% | 50% | BASE_PMR1b | FS_2045 | BASE | BASE | BASE | BASE_PMR1b | 9.2% | BASE_PMR1b | FS_2045 | MOD_CNST | MTSAO_BQ | MOD_CNST | UNC | DIESEL_LNG | NO_MIN_GAS | NO_MIN_GAS | BASE | BASE | EAF_60 | none | BASE_PMR1b | ME_LOW | RES_MRGN_10 | BASE3
602 | T26 | 0 |  | pklein-DESKTOP | copt | copt | TRUE | TRUE | 0 | TRUE | none |  | TRUE | [2025, 2029]+list(range(2030,2051,5)) | range(2030,2051,2) | W_P50 | W_P50 | SL_12 | 1 | redz_corridors_eia | copt | LC | existing+tdp | BASE_COALFLEX | DELAYED_ESKOM_2035 | TRUE | TRUE | 40% | 150% | BASE_PMR1b | FS_2045 | BASE | BASE | BASE | BASE_PMR1b | 9.2% | BASE_PMR1b | FS_2045 | MOD_CNST | MTSAO_BQ | MOD_CNST | UNC | DIESEL_LNG | NO_MIN_GAS | NO_MIN_GAS | BASE | BASE | EAF_60 | none | BASE_PMR1b | ME_LOW | RES_MRGN_10 | BASE3
603 | T27 | 0 |  | pklein-DESKTOP2 | copt | copt | TRUE | TRUE | 0 | TRUE | none |  | TRUE | [2025, 2029]+list(range(2030,2051,5)) | range(2030,2051,2) | W_P50 | W_P50 | SL_0 | 1 | redz_corridors_eia | copt | LC | existing+tdp | BASE_COALFLEX | DELAYED_ESKOM_2035 | TRUE | TRUE | 70% | 50% | BASE_PMR1b | FS_2045 | BASE | BASE | BASE | BASE_PMR1b | 9.2% | BASE_PMR1b | FS_2045 | MOD_CNST | MTSAO_BQ | MOD_CNST | UNC | DIESEL_LNG | NO_MIN_GAS | NO_MIN_GAS | BASE | BASE | EAF_60 | none | BASE_PMR1b | IRP24_MOD | RES_MRGN_10 | BASE3
604 | T28 | 0 |  | pklein-DESKTOP | copt | copt | TRUE | TRUE | 0 | TRUE | none |  | TRUE | [2025, 2029]+list(range(2030,2051,5)) | range(2030,2051,2) | W_P50 | W_P50 | SL_12 | 1 | redz_corridors_eia | copt | LC | existing+tdp | BASE_COALFLEX | DELAYED_ESKOM_2035 | TRUE | TRUE | 40% | 150% | BASE_PMR1b | FS_2045 | BASE | BASE | BASE | BASE_PMR1b | 9.2% | BASE_PMR1b | FS_2045 | MOD_CNST | MTSAO_BQ | MOD_CNST | UNC | DIESEL_LNG | NO_MIN_GAS | NO_MIN_GAS | BASE | BASE | EAF_60 | none | BASE_PMR1b | IRP24_MOD | RES_MRGN_10 | BASE3
605 | T29 | 0 |  | pklein-DESKTOP2 | copt | copt | TRUE | TRUE | 0 | TRUE | none |  | TRUE | [2025, 2029]+list(range(2030,2051,5)) | range(2030,2051,2) | W_P50 | W_P50 | SL_0 | 1 | redz_corridors_eia | copt | LC | existing+tdp | BASE_COALFLEX | DELAYED_ESKOM_2035 | TRUE | TRUE | 70% | 150% | BASE_PMR1b | FS_2045 | BASE | BASE | BASE | BASE_PMR1b | 9.2% | BASE_PMR1b | FS_2045 | MOD_CNST | MTSAO_BQ | MOD_CNST | UNC | DIESEL_LNG | NO_MIN_GAS | NO_MIN_GAS | BASE | BASE | EAF_50 | none | BASE_PMR1b | IRP24_LOW | RES_MRGN_10 | BASE3
606 | T30 | 0 |  | pklein-DESKTOP | copt | copt | TRUE | TRUE | 0 | TRUE | none |  | TRUE | [2025, 2029]+list(range(2030,2051,5)) | range(2030,2051,2) | W_P50 | W_P50 | SL_12 | 1 | redz_corridors_eia | copt | LC | existing+tdp | BASE_COALFLEX | DELAYED_ESKOM_2035 | TRUE | TRUE | 40% | 150% | BASE_PMR1b | FS_2045 | BASE | BASE | BASE | BASE_PMR1b | 9.2% | BASE_PMR1b | FS_2045 | MOD_CNST | MTSAO_BQ | MOD_CNST | UNC | DIESEL_LNG | NO_MIN_GAS | NO_MIN_GAS | BASE | BASE | EAF_50 | none | BASE_PMR1b | IRP24_LOW | RES_MRGN_10 | BASE3
607 | T31 | 0 |  | pklein-DESKTOP2 | copt | copt | TRUE | TRUE | 0 | TRUE | none |  | TRUE | [2025, 2029]+list(range(2030,2051,5)) | range(2030,2051,2) | W_P50 | W_P50 | SL_0 | 1 | redz_corridors_eia | copt | LC | existing+tdp | BASE_COALFLEX | DELAYED_ESKOM_2035 | TRUE | TRUE | 70% | 50% | BASE_PMR1b | FS_2045 | BASE | BASE | BASE | BASE_PMR1b | 9.2% | BASE_PMR1b | FS_2045 | MOD_CNST | MTSAO_BQ | MOD_CNST | UNC | DIESEL_LNG | NO_MIN_GAS | NO_MIN_GAS | BASE | BASE | EAF_65 | none | BASE_PMR1b | IRP24_LOW | RES_MRGN_10 | BASE3
608 | T32 | 0 |  | pklein-DESKTOP | copt | copt | TRUE | TRUE | 0 | TRUE | none |  | TRUE | [2025, 2029]+list(range(2030,2051,5)) | range(2030,2051,2) | W_P50 | W_P50 | SL_12 | 1 | redz_corridors_eia | copt | LC | existing+tdp | BASE_COALFLEX | DELAYED_ESKOM_2035 | TRUE | TRUE | 40% | 150% | BASE_PMR1b | FS_2045 | BASE | BASE | BASE | BASE_PMR1b | 9.2% | BASE_PMR1b | FS_2045 | MOD_CNST | MTSAO_BQ | MOD_CNST | UNC | DIESEL_LNG | NO_MIN_GAS | NO_MIN_GAS | BASE | BASE | EAF_65 | none | BASE_PMR1b | IRP24_LOW | RES_MRGN_10 | BASE3
609 | T33 | 0 |  | pklein-DESKTOP2 | copt | copt | TRUE | TRUE | 0 | TRUE | none |  | TRUE | [2025, 2029]+list(range(2030,2051,5)) | range(2030,2051,2) | W_P50 | W_P50 | SL_0 | 1 | redz_corridors_eia | copt | LC | existing+tdp | BASE_COALFLEX | DELAYED_ESKOM_2035 | TRUE | TRUE | 70% | 50% | LOW_PMR1b | FS_2045 | BASE | BASE | BASE | BASE_PMR1b | 9.2% | LOW_PMR1b | FS_2045 | MOD_CNST | MTSAO_BQ | MOD_CNST | UNC | DIESEL_LNG | NO_MIN_GAS | NO_MIN_GAS | BASE | BASE | EAF_60 | none | BASE_PMR1b | IRP24_LOW | RES_MRGN_10 | BASE3
610 | T34 | 0 |  | pklein-DESKTOP | copt | copt | TRUE | TRUE | 0 | TRUE | none |  | TRUE | [2025, 2029]+list(range(2030,2051,5)) | range(2030,2051,2) | W_P50 | W_P50 | SL_12 | 1 | redz_corridors_eia | copt | LC | existing+tdp | BASE_COALFLEX | DELAYED_ESKOM_2035 | TRUE | TRUE | 40% | 150% | LOW_PMR1b | FS_2045 | BASE | BASE | BASE | BASE_PMR1b | 9.2% | LOW_PMR1b | FS_2045 | MOD_CNST | MTSAO_BQ | MOD_CNST | UNC | DIESEL_LNG | NO_MIN_GAS | NO_MIN_GAS | BASE | BASE | EAF_60 | none | BASE_PMR1b | IRP24_LOW | RES_MRGN_10 | BASE3
611 | T35 | 0 |  | pklein-DESKTOP2 | copt | copt | TRUE | TRUE | 0 | TRUE | none |  | TRUE | [2025, 2029]+list(range(2030,2051,5)) | range(2030,2051,2) | W_P50 | W_P50 | SL_0 | 1 | redz_corridors_eia | copt | LC | existing+tdp | BASE_COALFLEX | DELAYED_ESKOM_2035 | TRUE | TRUE | 70% | 50% | HIGH_PMR1b | FS_2045 | BASE | BASE | BASE | BASE_PMR1b | 9.2% | HIGH_PMR1b | FS_2045 | MOD_CNST | MTSAO_BQ | MOD_CNST | UNC | DIESEL_LNG | NO_MIN_GAS | NO_MIN_GAS | BASE | BASE | EAF_60 | none | BASE_PMR1b | IRP24_LOW | RES_MRGN_10 | BASE3
612 | T36 | 0 |  | pklein-DESKTOP | copt | copt | TRUE | TRUE | 0 | TRUE | none |  | TRUE | [2025, 2029]+list(range(2030,2051,5)) | range(2030,2051,2) | W_P50 | W_P50 | SL_12 | 1 | redz_corridors_eia | copt | LC | existing+tdp | BASE_COALFLEX | DELAYED_ESKOM_2035 | TRUE | TRUE | 40% | 150% | HIGH_PMR1b | FS_2045 | BASE | BASE | BASE | BASE_PMR1b | 9.2% | HIGH_PMR1b | FS_2045 | MOD_CNST | MTSAO_BQ | MOD_CNST | UNC | DIESEL_LNG | NO_MIN_GAS | NO_MIN_GAS | BASE | BASE | EAF_60 | none | BASE_PMR1b | IRP24_LOW | RES_MRGN_10 | BASE3
613 | T37 | 0 |  | pklein-DESKTOP2 | copt | copt | TRUE | TRUE | 0 | TRUE | none |  | TRUE | [2025, 2029]+list(range(2030,2051,5)) | range(2030,2051,2) | W_P50 | W_P50 | SL_0 | 1 | redz_corridors_eia | copt | LC | existing+tdp | BASE_COALFLEX | DELAYED_ESKOM_2035 | TRUE | TRUE | 70% | 50% | BASE_PMR1b | FS_2045 | BASE | BASE | BASE | LOW_PMR1b | 7.2% | BASE_PMR1b | FS_2045 | MOD_CNST | MTSAO_BQ | MOD_CNST | UNC | DIESEL_LNG | NO_MIN_GAS | NO_MIN_GAS | BASE | BASE | EAF_60 | none | BASE_PMR1b | IRP24_LOW | RES_MRGN_10 | BASE3
614 | T38 | 0 |  | pklein-DESKTOP | copt | copt | TRUE | TRUE | 0 | TRUE | none |  | TRUE | [2025, 2029]+list(range(2030,2051,5)) | range(2030,2051,2) | W_P50 | W_P50 | SL_12 | 1 | redz_corridors_eia | copt | LC | existing+tdp | BASE_COALFLEX | DELAYED_ESKOM_2035 | TRUE | TRUE | 40% | 150% | BASE_PMR1b | FS_2045 | BASE | BASE | BASE | LOW_PMR1b | 7.2% | BASE_PMR1b | FS_2045 | MOD_CNST | MTSAO_BQ | MOD_CNST | UNC | DIESEL_LNG | NO_MIN_GAS | NO_MIN_GAS | BASE | BASE | EAF_60 | none | BASE_PMR1b | IRP24_LOW | RES_MRGN_10 | BASE3
615 | T39 | 0 |  | pklein-DESKTOP2 | copt | copt | TRUE | TRUE | 0 | TRUE | none |  | TRUE | [2025, 2029]+list(range(2030,2051,5)) | range(2030,2051,2) | W_P50 | W_P50 | SL_0 | 1 | redz_corridors_eia | copt | LC | existing+tdp | BASE_COALFLEX | DELAYED_ESKOM_2035 | TRUE | TRUE | 70% | 50% | BASE_PMR1b | FS_2045 | BASE | BASE | BASE | HIGH_PMR1b | 12% | BASE_PMR1b | FS_2045 | MOD_CNST | MTSAO_BQ | MOD_CNST | UNC | DIESEL_LNG | NO_MIN_GAS | NO_MIN_GAS | BASE | BASE | EAF_60 | none | BASE_PMR1b | IRP24_LOW | RES_MRGN_10 | BASE3
616 | T40 | 0 |  | pklein-DESKTOP | copt | copt | TRUE | TRUE | 0 | TRUE | none |  | TRUE | [2025, 2029]+list(range(2030,2051,5)) | range(2030,2051,2) | W_P50 | W_P50 | SL_12 | 1 | redz_corridors_eia | copt | LC | existing+tdp | BASE_COALFLEX | DELAYED_ESKOM_2035 | TRUE | TRUE | 40% | 150% | BASE_PMR1b | FS_2045 | BASE | BASE | BASE | HIGH_PMR1b | 12% | BASE_PMR1b | FS_2045 | MOD_CNST | MTSAO_BQ | MOD_CNST | UNC | DIESEL_LNG | NO_MIN_GAS | NO_MIN_GAS | BASE | BASE | EAF_60 | none | BASE_PMR1b | IRP24_LOW | RES_MRGN_10 | BASE3
617 | T41 | 0 |  | pklein-DESKTOP2 | copt | copt | TRUE | TRUE | 0 | TRUE | none |  | TRUE | [2025, 2029]+list(range(2030,2051,5)) | range(2030,2051,2) | W_P50 | W_P50 | SL_0 | 1 | redz_corridors_eia | copt | LC | existing+tdp | BASE_COALFLEX | DELAYED_ESKOM_2035 | TRUE | TRUE | 70% | 50% | BASE_PMR1b | FS_2045 | BASE | BASE | BASE | BASE_PMR1b | 9.2% | BASE_PMR1b | FS_2045 | MOD_CNST | MTSAO_BQ | MOD_CNST | UNC | DIESEL_LNG | NO_MIN_GAS | NO_MIN_GAS | BASE | BASE | EAF_60 | none | LOW_PMR1b | IRP24_LOW | RES_MRGN_10 | BASE3
618 | T42 | 0 |  | pklein-DESKTOP | copt | copt | TRUE | TRUE | 0 | TRUE | none |  | TRUE | [2025, 2029]+list(range(2030,2051,5)) | range(2030,2051,2) | W_P50 | W_P50 | SL_12 | 1 | redz_corridors_eia | copt | LC | existing+tdp | BASE_COALFLEX | DELAYED_ESKOM_2035 | TRUE | TRUE | 40% | 150% | BASE_PMR1b | FS_2045 | BASE | BASE | BASE | BASE_PMR1b | 9.2% | BASE_PMR1b | FS_2045 | MOD_CNST | MTSAO_BQ | MOD_CNST | UNC | DIESEL_LNG | NO_MIN_GAS | NO_MIN_GAS | BASE | BASE | EAF_60 | none | LOW_PMR1b | IRP24_LOW | RES_MRGN_10 | BASE3
619 | T43 | 0 |  | pklein-DESKTOP2 | copt | copt | TRUE | TRUE | 0 | TRUE | none |  | TRUE | [2025, 2029]+list(range(2030,2051,5)) | range(2030,2051,2) | W_P50 | W_P50 | SL_0 | 1 | redz_corridors_eia | copt | LC | existing+tdp | BASE_COALFLEX | DELAYED_ESKOM_2035 | TRUE | TRUE | 70% | 50% | BASE_PMR1b | FS_2045 | BASE | BASE | BASE | BASE_PMR1b | 9.2% | BASE_PMR1b | FS_2045 | MOD_CNST | MTSAO_BQ | MOD_CNST | UNC | DIESEL_LNG | NO_MIN_GAS | NO_MIN_GAS | BASE | BASE | EAF_60 | none | HIGH_PMR1b | IRP24_LOW | RES_MRGN_10 | BASE3
620 | T44 | 0 |  | pklein-DESKTOP | copt | copt | TRUE | TRUE | 0 | TRUE | none |  | TRUE | [2025, 2029]+list(range(2030,2051,5)) | range(2030,2051,2) | W_P50 | W_P50 | SL_12 | 1 | redz_corridors_eia | copt | LC | existing+tdp | BASE_COALFLEX | DELAYED_ESKOM_2035 | TRUE | TRUE | 40% | 150% | BASE_PMR1b | FS_2045 | BASE | BASE | BASE | BASE_PMR1b | 9.2% | BASE_PMR1b | FS_2045 | MOD_CNST | MTSAO_BQ | MOD_CNST | UNC | DIESEL_LNG | NO_MIN_GAS | NO_MIN_GAS | BASE | BASE | EAF_60 | none | HIGH_PMR1b | IRP24_LOW | RES_MRGN_10 | BASE3
621 | T45 | 0 |  | pklein-DESKTOP2 | copt | copt | TRUE | TRUE | 0 | TRUE | none |  | TRUE | [2025, 2029]+list(range(2030,2051,5)) | range(2030,2051,2) | W_P50 | W_P50 | SL_0 | 1 | redz_corridors_eia | copt | LC | existing+tdp | BASE_COALFLEX | DELAYED_ESKOM_2035 | TRUE | TRUE | 70% | 50% | HIGH_PMR1b | FS_2045 | BASE | BASE | BASE | HIGH_PMR1b | 12% | HIGH_PMR1b | FS_2045 | MOD_CNST | MTSAO_BQ | MOD_CNST | UNC | DIESEL_LNG | NO_MIN_GAS | NO_MIN_GAS | BASE | BASE | EAF_50 | none | LOW_PMR1b | ME_LOW | RES_MRGN_10 | BASE3
622 | T46 | 0 |  | pklein-DESKTOP | copt | copt | TRUE | TRUE | 0 | TRUE | none |  | TRUE | [2025, 2029]+list(range(2030,2051,5)) | range(2030,2051,2) | W_P50 | W_P50 | SL_12 | 1 | redz_corridors_eia | copt | LC | existing+tdp | BASE_COALFLEX | DELAYED_ESKOM_2035 | TRUE | TRUE | 40% | 150% | HIGH_PMR1b | FS_2045 | BASE | BASE | BASE | HIGH_PMR1b | 12% | HIGH_PMR1b | FS_2045 | MOD_CNST | MTSAO_BQ | MOD_CNST | UNC | DIESEL_LNG | NO_MIN_GAS | NO_MIN_GAS | BASE | BASE | EAF_50 | none | LOW_PMR1b | ME_LOW | RES_MRGN_10 | BASE3
623 | T47 | 0 |  | pklein-DESKTOP2 | copt | copt | TRUE | TRUE | 0 | TRUE | none |  | TRUE | [2025, 2029]+list(range(2030,2051,5)) | range(2030,2051,2) | W_P50 | W_P50 | SL_0 | 1 | redz_corridors_eia | copt | LC | existing+tdp | BASE_COALFLEX | DELAYED_ESKOM_2035 | TRUE | TRUE | 70% | 50% | LOW_PMR1b | FS_2045 | BASE | BASE | BASE | LOW_PMR1b | 7.2% | LOW_PMR1b | FS_2045 | MOD_CNST | MTSAO_BQ | MOD_CNST | UNC | DIESEL_LNG | NO_MIN_GAS | NO_MIN_GAS | BASE | BASE | EAF_65 | none | HIGH_PMR1b | IRP24_MOD | RES_MRGN_10 | BASE3
624 | T48 | 0 |  | pklein-DESKTOP | copt | copt | TRUE | TRUE | 0 | TRUE | none |  | TRUE | [2025, 2029]+list(range(2030,2051,5)) | range(2030,2051,2) | W_P50 | W_P50 | SL_12 | 1 | redz_corridors_eia | copt | LC | existing+tdp | BASE_COALFLEX | DELAYED_ESKOM_2035 | TRUE | TRUE | 40% | 150% | LOW_PMR1b | FS_2045 | BASE | BASE | BASE | LOW_PMR1b | 7.2% | LOW_PMR1b | FS_2045 | MOD_CNST | MTSAO_BQ | MOD_CNST | UNC | DIESEL_LNG | NO_MIN_GAS | NO_MIN_GAS | BASE | BASE | EAF_65 | none | HIGH_PMR1b | IRP24_MOD | RES_MRGN_10 | BASE3
625 | F1 | 0 |  | pklein-DESKTOP2 | copt | copt | TRUE | TRUE | 0 | FALSE | none |  | TRUE | [2025, 2029]+list(range(2030,2051,5)) | range(2030,2051,2) | W_P50 | W_P50 | SL_0 | 1 | redz_corridors_eia | copt | LC | existing+tdp | BASE_COALFLEX | DELAYED_ESKOM_2035 | TRUE | FALSE | 70% | 50% | HIGH_PMR1b | FS_2045 | BASE | BASE | BASE | HIGH_PMR1b | 12% | HIGH_PMR1b | FS_2045 | MOD_CNST | MTSAO_BQ | MOD_CNST | UNC | DIESEL_LNG | NO_MIN_GAS | NO_MIN_GAS | BASE | BASE | EAF_50 | none | LOW_PMR1b | ME_LOW | RES_MRGN_10 | BASE3
626 | F2 | 0 |  | pklein-DESKTOP | copt | copt | TRUE | TRUE | 0 | FALSE | none |  | TRUE | [2025, 2029]+list(range(2030,2051,5)) | range(2030,2051,2) | W_P50 | W_P50 | SL_0 | 1 | redz_corridors_eia | copt | LC | existing+tdp | BASE_COALFLEX | DELAYED_ESKOM_2035 | TRUE | FALSE | 50% | 100% | HIGH_PMR1b | FS_2045 | BASE | BASE | BASE | HIGH_PMR1b | 12% | HIGH_PMR1b | FS_2045 | MOD_CNST | MTSAO_BQ | MOD_CNST | UNC | DIESEL_LNG | NO_MIN_GAS | NO_MIN_GAS | BASE | BASE | EAF_50 | none | LOW_PMR1b | ME_LOW | RES_MRGN_10 | BASE3
627 | F3 | 0 |  | pklein-DESKTOP2 | copt | copt | TRUE | TRUE | 0 | FALSE | none |  | TRUE | [2025, 2029]+list(range(2030,2051,5)) | range(2030,2051,2) | W_P50 | W_P50 | SL_1 | 1 | redz_corridors_eia | copt | LC | existing+tdp | BASE_COALFLEX | DELAYED_ESKOM_2035 | TRUE | FALSE | 70% | 100% | HIGH_PMR1b | FS_2045 | BASE | BASE | BASE | HIGH_PMR1b | 12% | HIGH_PMR1b | FS_2045 | MOD_CNST | MTSAO_BQ | MOD_CNST | UNC | DIESEL_LNG | NO_MIN_GAS | NO_MIN_GAS | BASE | BASE | EAF_50 | none | LOW_PMR1b | ME_LOW | RES_MRGN_10 | BASE3
628 | F4 | 0 |  | pklein-DESKTOP | copt | copt | TRUE | TRUE | 0 | FALSE | none |  | TRUE | [2025, 2029]+list(range(2030,2051,5)) | range(2030,2051,2) | W_P50 | W_P50 | SL_1 | 1 | redz_corridors_eia | copt | LC | existing+tdp | BASE_COALFLEX | DELAYED_ESKOM_2035 | TRUE | FALSE | 50% | 100% | HIGH_PMR1b | FS_2045 | BASE | BASE | BASE | HIGH_PMR1b | 12% | HIGH_PMR1b | FS_2045 | MOD_CNST | MTSAO_BQ | MOD_CNST | UNC | DIESEL_LNG | NO_MIN_GAS | NO_MIN_GAS | BASE | BASE | EAF_50 | none | LOW_PMR1b | ME_LOW | RES_MRGN_10 | BASE3
629 | F5 | 0 |  | pklein-DESKTOP2 | copt | copt | TRUE | TRUE | 0 | FALSE | none |  | TRUE | [2025, 2029]+list(range(2030,2051,5)) | range(2030,2051,2) | W_P50 | W_P50 | SL_6 | 1 | redz_corridors_eia | copt | LC | existing+tdp | BASE_COALFLEX | DELAYED_ESKOM_2035 | TRUE | FALSE | 70% | 100% | HIGH_PMR1b | FS_2045 | BASE | BASE | BASE | HIGH_PMR1b | 12% | HIGH_PMR1b | FS_2045 | MOD_CNST | MTSAO_BQ | MOD_CNST | UNC | DIESEL_LNG | NO_MIN_GAS | NO_MIN_GAS | BASE | BASE | EAF_50 | none | LOW_PMR1b | ME_LOW | RES_MRGN_10 | BASE3
630 | F6 | 0 |  | pklein-DESKTOP | copt | copt | TRUE | TRUE | 0 | FALSE | none |  | TRUE | [2025, 2029]+list(range(2030,2051,5)) | range(2030,2051,2) | W_P50 | W_P50 | SL_12 | 1 | redz_corridors_eia | copt | LC | existing+tdp | BASE_COALFLEX | DELAYED_ESKOM_2035 | TRUE | FALSE | 40% | 150% | HIGH_PMR1b | FS_2045 | BASE | BASE | BASE | HIGH_PMR1b | 12% | HIGH_PMR1b | FS_2045 | MOD_CNST | MTSAO_BQ | MOD_CNST | UNC | DIESEL_LNG | NO_MIN_GAS | NO_MIN_GAS | BASE | BASE | EAF_50 | none | LOW_PMR1b | ME_LOW | RES_MRGN_10 | BASE3
631 | F7 | 0 |  | pklein-DESKTOP2 | copt | copt | TRUE | TRUE | 0 | FALSE | none |  | TRUE | [2025, 2029]+list(range(2030,2051,5)) | range(2030,2051,2) | W_P50 | W_P50 | SL_0 | 1 | redz_corridors_eia | copt | LC | existing+tdp | BASE_COALFLEX | DELAYED_ESKOM_2035 | TRUE | TRUE | 70% | 50% | HIGH_PMR1b | FS_2045 | BASE | BASE | BASE | HIGH_PMR1b | 12% | HIGH_PMR1b | FS_2045 | MOD_CNST | MTSAO_BQ | MOD_CNST | UNC | DIESEL_LNG | NO_MIN_GAS | NO_MIN_GAS | BASE | BASE | EAF_50 | none | LOW_PMR1b | ME_LOW | RES_MRGN_10 | BASE3
632 | F8 | 0 |  | pklein-DESKTOP | copt | copt | TRUE | TRUE | 0 | FALSE | none |  | TRUE | [2025, 2029]+list(range(2030,2051,5)) | range(2030,2051,2) | W_P50 | W_P50 | SL_0 | 1 | redz_corridors_eia | copt | LC | existing+tdp | BASE_COALFLEX | DELAYED_ESKOM_2035 | TRUE | TRUE | 50% | 100% | HIGH_PMR1b | FS_2045 | BASE | BASE | BASE | HIGH_PMR1b | 12% | HIGH_PMR1b | FS_2045 | MOD_CNST | MTSAO_BQ | MOD_CNST | UNC | DIESEL_LNG | NO_MIN_GAS | NO_MIN_GAS | BASE | BASE | EAF_50 | none | LOW_PMR1b | ME_LOW | RES_MRGN_10 | BASE3
633 | F9 | 0 |  | pklein-DESKTOP2 | copt | copt | TRUE | TRUE | 0 | FALSE | none |  | TRUE | [2025, 2029]+list(range(2030,2051,5)) | range(2030,2051,2) | W_P50 | W_P50 | SL_1 | 1 | redz_corridors_eia | copt | LC | existing+tdp | BASE_COALFLEX | DELAYED_ESKOM_2035 | TRUE | TRUE | 70% | 100% | HIGH_PMR1b | FS_2045 | BASE | BASE | BASE | HIGH_PMR1b | 12% | HIGH_PMR1b | FS_2045 | MOD_CNST | MTSAO_BQ | MOD_CNST | UNC | DIESEL_LNG | NO_MIN_GAS | NO_MIN_GAS | BASE | BASE | EAF_50 | none | LOW_PMR1b | ME_LOW | RES_MRGN_10 | BASE3
634 | F10 | 0 |  | pklein-DESKTOP | copt | copt | TRUE | TRUE | 0 | FALSE | none |  | TRUE | [2025, 2029]+list(range(2030,2051,5)) | range(2030,2051,2) | W_P50 | W_P50 | SL_1 | 1 | redz_corridors_eia | copt | LC | existing+tdp | BASE_COALFLEX | DELAYED_ESKOM_2035 | TRUE | TRUE | 50% | 100% | HIGH_PMR1b | FS_2045 | BASE | BASE | BASE | HIGH_PMR1b | 12% | HIGH_PMR1b | FS_2045 | MOD_CNST | MTSAO_BQ | MOD_CNST | UNC | DIESEL_LNG | NO_MIN_GAS | NO_MIN_GAS | BASE | BASE | EAF_50 | none | LOW_PMR1b | ME_LOW | RES_MRGN_10 | BASE3
635 | F11 | 0 |  | pklein-DESKTOP2 | copt | copt | TRUE | TRUE | 0 | FALSE | none |  | TRUE | [2025, 2029]+list(range(2030,2051,5)) | range(2030,2051,2) | W_P50 | W_P50 | SL_6 | 1 | redz_corridors_eia | copt | LC | existing+tdp | BASE_COALFLEX | DELAYED_ESKOM_2035 | TRUE | TRUE | 70% | 100% | HIGH_PMR1b | FS_2045 | BASE | BASE | BASE | HIGH_PMR1b | 12% | HIGH_PMR1b | FS_2045 | MOD_CNST | MTSAO_BQ | MOD_CNST | UNC | DIESEL_LNG | NO_MIN_GAS | NO_MIN_GAS | BASE | BASE | EAF_50 | none | LOW_PMR1b | ME_LOW | RES_MRGN_10 | BASE3
636 | F12 | 0 |  | pklein-DESKTOP | copt | copt | TRUE | TRUE | 0 | FALSE | none |  | TRUE | [2025, 2029]+list(range(2030,2051,5)) | range(2030,2051,2) | W_P50 | W_P50 | SL_12 | 1 | redz_corridors_eia | copt | LC | existing+tdp | BASE_COALFLEX | DELAYED_ESKOM_2035 | TRUE | TRUE | 40% | 150% | HIGH_PMR1b | FS_2045 | BASE | BASE | BASE | HIGH_PMR1b | 12% | HIGH_PMR1b | FS_2045 | MOD_CNST | MTSAO_BQ | MOD_CNST | UNC | DIESEL_LNG | NO_MIN_GAS | NO_MIN_GAS | BASE | BASE | EAF_50 | none | LOW_PMR1b | ME_LOW | RES_MRGN_10 | BASE3
637 | U1 | 0 |  | pklein-DESKTOP2 | copt | copt | TRUE | TRUE | 0 | FALSE | none |  | TRUE | [2025, 2029]+list(range(2030,2051,5)) | range(2030,2051,2) | W_P50 | W_P50 | SL_0 | 1 | redz_corridors_eia | copt | LC | existing+tdp | BASE_COALFLEX | DELAYED_ESKOM_2035 | TRUE | FALSE | 70% | 50% | HIGH_PMR1b | FS_2045 | BASE | BASE | BASE | BASE_PMR1b | 9.2% | HIGH_PMR1b | FS_2045 | MOD_CNST | MTSAO_BQ | MOD_CNST | UNC | DIESEL_LNG | NO_MIN_GAS | NO_MIN_GAS | BASE | BASE | EAF_55 | none | LOW_PMR1b | ME_LOW | RES_MRGN_10 | BASE3
638 | U2 | 0 |  | pklein-DESKTOP | copt | copt | TRUE | TRUE | 0 | FALSE | none |  | TRUE | [2025, 2029]+list(range(2030,2051,5)) | range(2030,2051,2) | W_P50 | W_P50 | SL_0 | 1 | redz_corridors_eia | copt | LC | existing+tdp | BASE_COALFLEX | DELAYED_ESKOM_2035 | TRUE | FALSE | 50% | 100% | HIGH_PMR1b | FS_2045 | BASE | BASE | BASE | BASE_PMR1b | 9.2% | HIGH_PMR1b | FS_2045 | MOD_CNST | MTSAO_BQ | MOD_CNST | UNC | DIESEL_LNG | NO_MIN_GAS | NO_MIN_GAS | BASE | BASE | EAF_55 | none | LOW_PMR1b | ME_LOW | RES_MRGN_10 | BASE3
639 | U3 | 0 |  | pklein-DESKTOP2 | copt | copt | TRUE | TRUE | 0 | FALSE | none |  | TRUE | [2025, 2029]+list(range(2030,2051,5)) | range(2030,2051,2) | W_P50 | W_P50 | SL_1 | 1 | redz_corridors_eia | copt | LC | existing+tdp | BASE_COALFLEX | DELAYED_ESKOM_2035 | TRUE | FALSE | 70% | 100% | HIGH_PMR1b | FS_2045 | BASE | BASE | BASE | BASE_PMR1b | 9.2% | HIGH_PMR1b | FS_2045 | MOD_CNST | MTSAO_BQ | MOD_CNST | UNC | DIESEL_LNG | NO_MIN_GAS | NO_MIN_GAS | BASE | BASE | EAF_55 | none | LOW_PMR1b | ME_LOW | RES_MRGN_10 | BASE3
640 | U4 | 0 |  | pklein-DESKTOP | copt | copt | TRUE | TRUE | 0 | FALSE | none |  | TRUE | [2025, 2029]+list(range(2030,2051,5)) | range(2030,2051,2) | W_P50 | W_P50 | SL_1 | 1 | redz_corridors_eia | copt | LC | existing+tdp | BASE_COALFLEX | DELAYED_ESKOM_2035 | TRUE | FALSE | 50% | 100% | HIGH_PMR1b | FS_2045 | BASE | BASE | BASE | BASE_PMR1b | 9.2% | HIGH_PMR1b | FS_2045 | MOD_CNST | MTSAO_BQ | MOD_CNST | UNC | DIESEL_LNG | NO_MIN_GAS | NO_MIN_GAS | BASE | BASE | EAF_55 | none | LOW_PMR1b | ME_LOW | RES_MRGN_10 | BASE3
641 | U5 | 0 |  | pklein-DESKTOP2 | copt | copt | TRUE | TRUE | 0 | FALSE | none |  | TRUE | [2025, 2029]+list(range(2030,2051,5)) | range(2030,2051,2) | W_P50 | W_P50 | SL_6 | 1 | redz_corridors_eia | copt | LC | existing+tdp | BASE_COALFLEX | DELAYED_ESKOM_2035 | TRUE | FALSE | 70% | 100% | HIGH_PMR1b | FS_2045 | BASE | BASE | BASE | BASE_PMR1b | 9.2% | HIGH_PMR1b | FS_2045 | MOD_CNST | MTSAO_BQ | MOD_CNST | UNC | DIESEL_LNG | NO_MIN_GAS | NO_MIN_GAS | BASE | BASE | EAF_55 | none | LOW_PMR1b | ME_LOW | RES_MRGN_10 | BASE3
642 | U6 | 0 |  | pklein-DESKTOP | copt | copt | TRUE | TRUE | 0 | FALSE | none |  | TRUE | [2025, 2029]+list(range(2030,2051,5)) | range(2030,2051,2) | W_P50 | W_P50 | SL_12 | 1 | redz_corridors_eia | copt | LC | existing+tdp | BASE_COALFLEX | DELAYED_ESKOM_2035 | TRUE | FALSE | 40% | 150% | HIGH_PMR1b | FS_2045 | BASE | BASE | BASE | BASE_PMR1b | 9.2% | HIGH_PMR1b | FS_2045 | MOD_CNST | MTSAO_BQ | MOD_CNST | UNC | DIESEL_LNG | NO_MIN_GAS | NO_MIN_GAS | BASE | BASE | EAF_55 | none | LOW_PMR1b | ME_LOW | RES_MRGN_10 | BASE3
643 | U7 | 0 |  | pklein-DESKTOP2 | copt | copt | TRUE | TRUE | 0 | FALSE | none |  | TRUE | [2025, 2029]+list(range(2030,2051,5)) | range(2030,2051,2) | W_P50 | W_P50 | SL_0 | 1 | redz_corridors_eia | copt | LC | existing+tdp | BASE_COALFLEX | DELAYED_ESKOM_2035 | TRUE | TRUE | 70% | 50% | HIGH_PMR1b | FS_2045 | BASE | BASE | BASE | BASE_PMR1b | 9.2% | HIGH_PMR1b | FS_2045 | MOD_CNST | MTSAO_BQ | MOD_CNST | UNC | DIESEL_LNG | NO_MIN_GAS | NO_MIN_GAS | BASE | BASE | EAF_55 | none | LOW_PMR1b | ME_LOW | RES_MRGN_10 | BASE3
644 | U8 | 0 |  | pklein-DESKTOP | copt | copt | TRUE | TRUE | 0 | FALSE | none |  | TRUE | [2025, 2029]+list(range(2030,2051,5)) | range(2030,2051,2) | W_P50 | W_P50 | SL_0 | 1 | redz_corridors_eia | copt | LC | existing+tdp | BASE_COALFLEX | DELAYED_ESKOM_2035 | TRUE | TRUE | 50% | 100% | HIGH_PMR1b | FS_2045 | BASE | BASE | BASE | BASE_PMR1b | 9.2% | HIGH_PMR1b | FS_2045 | MOD_CNST | MTSAO_BQ | MOD_CNST | UNC | DIESEL_LNG | NO_MIN_GAS | NO_MIN_GAS | BASE | BASE | EAF_55 | none | LOW_PMR1b | ME_LOW | RES_MRGN_10 | BASE3
645 | U9 | 0 |  | pklein-DESKTOP2 | copt | copt | TRUE | TRUE | 0 | FALSE | none |  | TRUE | [2025, 2029]+list(range(2030,2051,5)) | range(2030,2051,2) | W_P50 | W_P50 | SL_1 | 1 | redz_corridors_eia | copt | LC | existing+tdp | BASE_COALFLEX | DELAYED_ESKOM_2035 | TRUE | TRUE | 70% | 100% | HIGH_PMR1b | FS_2045 | BASE | BASE | BASE | BASE_PMR1b | 9.2% | HIGH_PMR1b | FS_2045 | MOD_CNST | MTSAO_BQ | MOD_CNST | UNC | DIESEL_LNG | NO_MIN_GAS | NO_MIN_GAS | BASE | BASE | EAF_55 | none | LOW_PMR1b | ME_LOW | RES_MRGN_10 | BASE3
646 | U10 | 0 |  | pklein-DESKTOP | copt | copt | TRUE | TRUE | 0 | FALSE | none |  | TRUE | [2025, 2029]+list(range(2030,2051,5)) | range(2030,2051,2) | W_P50 | W_P50 | SL_1 | 1 | redz_corridors_eia | copt | LC | existing+tdp | BASE_COALFLEX | DELAYED_ESKOM_2035 | TRUE | TRUE | 50% | 100% | HIGH_PMR1b | FS_2045 | BASE | BASE | BASE | BASE_PMR1b | 9.2% | HIGH_PMR1b | FS_2045 | MOD_CNST | MTSAO_BQ | MOD_CNST | UNC | DIESEL_LNG | NO_MIN_GAS | NO_MIN_GAS | BASE | BASE | EAF_55 | none | LOW_PMR1b | ME_LOW | RES_MRGN_10 | BASE3
647 | U11 | 0 |  | pklein-DESKTOP2 | copt | copt | TRUE | TRUE | 0 | FALSE | none |  | TRUE | [2025, 2029]+list(range(2030,2051,5)) | range(2030,2051,2) | W_P50 | W_P50 | SL_6 | 1 | redz_corridors_eia | copt | LC | existing+tdp | BASE_COALFLEX | DELAYED_ESKOM_2035 | TRUE | TRUE | 70% | 100% | HIGH_PMR1b | FS_2045 | BASE | BASE | BASE | BASE_PMR1b | 9.2% | HIGH_PMR1b | FS_2045 | MOD_CNST | MTSAO_BQ | MOD_CNST | UNC | DIESEL_LNG | NO_MIN_GAS | NO_MIN_GAS | BASE | BASE | EAF_55 | none | LOW_PMR1b | ME_LOW | RES_MRGN_10 | BASE3
648 | U12 | 0 |  | pklein-DESKTOP | copt | copt | TRUE | TRUE | 0 | FALSE | none |  | TRUE | [2025, 2029]+list(range(2030,2051,5)) | range(2030,2051,2) | W_P50 | W_P50 | SL_12 | 1 | redz_corridors_eia | copt | LC | existing+tdp | BASE_COALFLEX | DELAYED_ESKOM_2035 | TRUE | TRUE | 40% | 150% | HIGH_PMR1b | FS_2045 | BASE | BASE | BASE | BASE_PMR1b | 9.2% | HIGH_PMR1b | FS_2045 | MOD_CNST | MTSAO_BQ | MOD_CNST | UNC | DIESEL_LNG | NO_MIN_GAS | NO_MIN_GAS | BASE | BASE | EAF_55 | none | LOW_PMR1b | ME_LOW | RES_MRGN_10 | BASE3
649 | B1 | 0 |  | pklein-DESKTOP2 | copt | copt | TRUE | TRUE | 0 | FALSE | none |  | TRUE | [2025, 2029]+list(range(2030,2051,5)) | range(2030,2051,2) | W_P50 | W_P50 | SL_0 | 1 | redz_corridors_eia | copt | LC | existing+tdp | BASE_COALFLEX | DELAYED_ESKOM_2035 | TRUE | FALSE | 70% | 50% | BASE_PMR1b | FS_2045 | BASE | BASE | BASE | BASE_PMR1b | 9.2% | BASE_PMR1b | FS_2045 | MOD_CNST | MTSAO_BQ | MOD_CNST | UNC | DIESEL_LNG | NO_MIN_GAS | NO_MIN_GAS | BASE | BASE | EAF_60 | none | BASE_PMR1b | IRP24_LOW | RES_MRGN_10 | BASE3
650 | B2 | 0 |  | pklein-DESKTOP | copt | copt | TRUE | TRUE | 0 | FALSE | none |  | TRUE | [2025, 2029]+list(range(2030,2051,5)) | range(2030,2051,2) | W_P50 | W_P50 | SL_0 | 1 | redz_corridors_eia | copt | LC | existing+tdp | BASE_COALFLEX | DELAYED_ESKOM_2035 | TRUE | FALSE | 50% | 100% | BASE_PMR1b | FS_2045 | BASE | BASE | BASE | BASE_PMR1b | 9.2% | BASE_PMR1b | FS_2045 | MOD_CNST | MTSAO_BQ | MOD_CNST | UNC | DIESEL_LNG | NO_MIN_GAS | NO_MIN_GAS | BASE | BASE | EAF_60 | none | BASE_PMR1b | IRP24_LOW | RES_MRGN_10 | BASE3
651 | B3 | 0 |  | pklein-DESKTOP2 | copt | copt | TRUE | TRUE | 0 | FALSE | none |  | TRUE | [2025, 2029]+list(range(2030,2051,5)) | range(2030,2051,2) | W_P50 | W_P50 | SL_1 | 1 | redz_corridors_eia | copt | LC | existing+tdp | BASE_COALFLEX | DELAYED_ESKOM_2035 | TRUE | FALSE | 70% | 100% | BASE_PMR1b | FS_2045 | BASE | BASE | BASE | BASE_PMR1b | 9.2% | BASE_PMR1b | FS_2045 | MOD_CNST | MTSAO_BQ | MOD_CNST | UNC | DIESEL_LNG | NO_MIN_GAS | NO_MIN_GAS | BASE | BASE | EAF_60 | none | BASE_PMR1b | IRP24_LOW | RES_MRGN_10 | BASE3
652 | B4 | 0 |  | pklein-DESKTOP | copt | copt | TRUE | TRUE | 0 | FALSE | none |  | TRUE | [2025, 2029]+list(range(2030,2051,5)) | range(2030,2051,2) | W_P50 | W_P50 | SL_1 | 1 | redz_corridors_eia | copt | LC | existing+tdp | BASE_COALFLEX | DELAYED_ESKOM_2035 | TRUE | FALSE | 50% | 100% | BASE_PMR1b | FS_2045 | BASE | BASE | BASE | BASE_PMR1b | 9.2% | BASE_PMR1b | FS_2045 | MOD_CNST | MTSAO_BQ | MOD_CNST | UNC | DIESEL_LNG | NO_MIN_GAS | NO_MIN_GAS | BASE | BASE | EAF_60 | none | BASE_PMR1b | IRP24_LOW | RES_MRGN_10 | BASE3
653 | B5 | 0 |  | pklein-DESKTOP2 | copt | copt | TRUE | TRUE | 0 | FALSE | none |  | TRUE | [2025, 2029]+list(range(2030,2051,5)) | range(2030,2051,2) | W_P50 | W_P50 | SL_6 | 1 | redz_corridors_eia | copt | LC | existing+tdp | BASE_COALFLEX | DELAYED_ESKOM_2035 | TRUE | FALSE | 70% | 100% | BASE_PMR1b | FS_2045 | BASE | BASE | BASE | BASE_PMR1b | 9.2% | BASE_PMR1b | FS_2045 | MOD_CNST | MTSAO_BQ | MOD_CNST | UNC | DIESEL_LNG | NO_MIN_GAS | NO_MIN_GAS | BASE | BASE | EAF_60 | none | BASE_PMR1b | IRP24_LOW | RES_MRGN_10 | BASE3
654 | B6 | 0 |  | pklein-DESKTOP | copt | copt | TRUE | TRUE | 0 | FALSE | none |  | TRUE | [2025, 2029]+list(range(2030,2051,5)) | range(2030,2051,2) | W_P50 | W_P50 | SL_12 | 1 | redz_corridors_eia | copt | LC | existing+tdp | BASE_COALFLEX | DELAYED_ESKOM_2035 | TRUE | FALSE | 40% | 150% | BASE_PMR1b | FS_2045 | BASE | BASE | BASE | BASE_PMR1b | 9.2% | BASE_PMR1b | FS_2045 | MOD_CNST | MTSAO_BQ | MOD_CNST | UNC | DIESEL_LNG | NO_MIN_GAS | NO_MIN_GAS | BASE | BASE | EAF_60 | none | BASE_PMR1b | IRP24_LOW | RES_MRGN_10 | BASE3
655 | B7 | 0 |  | pklein-DESKTOP2 | copt | copt | TRUE | TRUE | 0 | FALSE | none |  | TRUE | [2025, 2029]+list(range(2030,2051,5)) | range(2030,2051,2) | W_P50 | W_P50 | SL_0 | 1 | redz_corridors_eia | copt | LC | existing+tdp | BASE_COALFLEX | DELAYED_ESKOM_2035 | TRUE | TRUE | 70% | 50% | BASE_PMR1b | FS_2045 | BASE | BASE | BASE | BASE_PMR1b | 9.2% | BASE_PMR1b | FS_2045 | MOD_CNST | MTSAO_BQ | MOD_CNST | UNC | DIESEL_LNG | NO_MIN_GAS | NO_MIN_GAS | BASE | BASE | EAF_60 | none | BASE_PMR1b | IRP24_LOW | RES_MRGN_10 | BASE3
656 | B8 | 0 |  | pklein-DESKTOP | copt | copt | TRUE | TRUE | 0 | FALSE | none |  | TRUE | [2025, 2029]+list(range(2030,2051,5)) | range(2030,2051,2) | W_P50 | W_P50 | SL_0 | 1 | redz_corridors_eia | copt | LC | existing+tdp | BASE_COALFLEX | DELAYED_ESKOM_2035 | TRUE | TRUE | 50% | 100% | BASE_PMR1b | FS_2045 | BASE | BASE | BASE | BASE_PMR1b | 9.2% | BASE_PMR1b | FS_2045 | MOD_CNST | MTSAO_BQ | MOD_CNST | UNC | DIESEL_LNG | NO_MIN_GAS | NO_MIN_GAS | BASE | BASE | EAF_60 | none | BASE_PMR1b | IRP24_LOW | RES_MRGN_10 | BASE3
657 | B9 | 0 |  | pklein-DESKTOP2 | copt | copt | TRUE | TRUE | 0 | FALSE | none |  | TRUE | [2025, 2029]+list(range(2030,2051,5)) | range(2030,2051,2) | W_P50 | W_P50 | SL_1 | 1 | redz_corridors_eia | copt | LC | existing+tdp | BASE_COALFLEX | DELAYED_ESKOM_2035 | TRUE | TRUE | 70% | 100% | BASE_PMR1b | FS_2045 | BASE | BASE | BASE | BASE_PMR1b | 9.2% | BASE_PMR1b | FS_2045 | MOD_CNST | MTSAO_BQ | MOD_CNST | UNC | DIESEL_LNG | NO_MIN_GAS | NO_MIN_GAS | BASE | BASE | EAF_60 | none | BASE_PMR1b | IRP24_LOW | RES_MRGN_10 | BASE3
658 | B10 | 0 |  | pklein-DESKTOP | copt | copt | TRUE | TRUE | 0 | FALSE | none |  | TRUE | [2025, 2029]+list(range(2030,2051,5)) | range(2030,2051,2) | W_P50 | W_P50 | SL_1 | 1 | redz_corridors_eia | copt | LC | existing+tdp | BASE_COALFLEX | DELAYED_ESKOM_2035 | TRUE | TRUE | 50% | 100% | BASE_PMR1b | FS_2045 | BASE | BASE | BASE | BASE_PMR1b | 9.2% | BASE_PMR1b | FS_2045 | MOD_CNST | MTSAO_BQ | MOD_CNST | UNC | DIESEL_LNG | NO_MIN_GAS | NO_MIN_GAS | BASE | BASE | EAF_60 | none | BASE_PMR1b | IRP24_LOW | RES_MRGN_10 | BASE3
659 | B11 | 0 |  | pklein-DESKTOP2 | copt | copt | TRUE | TRUE | 0 | FALSE | none |  | TRUE | [2025, 2029]+list(range(2030,2051,5)) | range(2030,2051,2) | W_P50 | W_P50 | SL_6 | 1 | redz_corridors_eia | copt | LC | existing+tdp | BASE_COALFLEX | DELAYED_ESKOM_2035 | TRUE | TRUE | 70% | 100% | BASE_PMR1b | FS_2045 | BASE | BASE | BASE | BASE_PMR1b | 9.2% | BASE_PMR1b | FS_2045 | MOD_CNST | MTSAO_BQ | MOD_CNST | UNC | DIESEL_LNG | NO_MIN_GAS | NO_MIN_GAS | BASE | BASE | EAF_60 | none | BASE_PMR1b | IRP24_LOW | RES_MRGN_10 | BASE3
660 | B12 | 0 |  | pklein-DESKTOP | copt | copt | TRUE | TRUE | 0 | FALSE | none |  | TRUE | [2025, 2029]+list(range(2030,2051,5)) | range(2030,2051,2) | W_P50 | W_P50 | SL_12 | 1 | redz_corridors_eia | copt | LC | existing+tdp | BASE_COALFLEX | DELAYED_ESKOM_2035 | TRUE | TRUE | 40% | 150% | BASE_PMR1b | FS_2045 | BASE | BASE | BASE | BASE_PMR1b | 9.2% | BASE_PMR1b | FS_2045 | MOD_CNST | MTSAO_BQ | MOD_CNST | UNC | DIESEL_LNG | NO_MIN_GAS | NO_MIN_GAS | BASE | BASE | EAF_60 | none | BASE_PMR1b | IRP24_LOW | RES_MRGN_10 | BASE3
661 | D1 | 0 |  | pklein-DESKTOP2 | copt | copt | TRUE | TRUE | 0 | FALSE | none |  | TRUE | [2025, 2029]+list(range(2030,2051,5)) | range(2030,2051,2) | W_P50 | W_P50 | SL_0 | 1 | redz_corridors_eia | copt | LC | existing+tdp | BASE_COALFLEX | DELAYED_ESKOM_2035 | TRUE | FALSE | 70% | 50% | BASE_PMR1b | FS_2045 | BASE | BASE | BASE | BASE_PMR1b | 9.2% | BASE_PMR1b | FS_2045 | MOD_CNST | MTSAO_BQ | MOD_CNST | UNC | DIESEL_LNG | NO_MIN_GAS | NO_MIN_GAS | BASE | BASE | EAF_60 | none | HIGH_PMR1b | IRP24_LOW | RES_MRGN_10 | BASE3
662 | D2 | 0 |  | pklein-DESKTOP | copt | copt | TRUE | TRUE | 0 | FALSE | none |  | TRUE | [2025, 2029]+list(range(2030,2051,5)) | range(2030,2051,2) | W_P50 | W_P50 | SL_0 | 1 | redz_corridors_eia | copt | LC | existing+tdp | BASE_COALFLEX | DELAYED_ESKOM_2035 | TRUE | FALSE | 50% | 100% | BASE_PMR1b | FS_2045 | BASE | BASE | BASE | BASE_PMR1b | 9.2% | BASE_PMR1b | FS_2045 | MOD_CNST | MTSAO_BQ | MOD_CNST | UNC | DIESEL_LNG | NO_MIN_GAS | NO_MIN_GAS | BASE | BASE | EAF_60 | none | HIGH_PMR1b | IRP24_LOW | RES_MRGN_10 | BASE3
663 | D3 | 0 |  | pklein-DESKTOP2 | copt | copt | TRUE | TRUE | 0 | FALSE | none |  | TRUE | [2025, 2029]+list(range(2030,2051,5)) | range(2030,2051,2) | W_P50 | W_P50 | SL_1 | 1 | redz_corridors_eia | copt | LC | existing+tdp | BASE_COALFLEX | DELAYED_ESKOM_2035 | TRUE | FALSE | 70% | 100% | BASE_PMR1b | FS_2045 | BASE | BASE | BASE | BASE_PMR1b | 9.2% | BASE_PMR1b | FS_2045 | MOD_CNST | MTSAO_BQ | MOD_CNST | UNC | DIESEL_LNG | NO_MIN_GAS | NO_MIN_GAS | BASE | BASE | EAF_60 | none | HIGH_PMR1b | IRP24_LOW | RES_MRGN_10 | BASE3
664 | D4 | 0 |  | pklein-DESKTOP | copt | copt | TRUE | TRUE | 0 | FALSE | none |  | TRUE | [2025, 2029]+list(range(2030,2051,5)) | range(2030,2051,2) | W_P50 | W_P50 | SL_1 | 1 | redz_corridors_eia | copt | LC | existing+tdp | BASE_COALFLEX | DELAYED_ESKOM_2035 | TRUE | FALSE | 50% | 100% | BASE_PMR1b | FS_2045 | BASE | BASE | BASE | BASE_PMR1b | 9.2% | BASE_PMR1b | FS_2045 | MOD_CNST | MTSAO_BQ | MOD_CNST | UNC | DIESEL_LNG | NO_MIN_GAS | NO_MIN_GAS | BASE | BASE | EAF_60 | none | HIGH_PMR1b | IRP24_LOW | RES_MRGN_10 | BASE3
665 | D5 | 0 |  | pklein-DESKTOP2 | copt | copt | TRUE | TRUE | 0 | FALSE | none |  | TRUE | [2025, 2029]+list(range(2030,2051,5)) | range(2030,2051,2) | W_P50 | W_P50 | SL_6 | 1 | redz_corridors_eia | copt | LC | existing+tdp | BASE_COALFLEX | DELAYED_ESKOM_2035 | TRUE | FALSE | 70% | 100% | BASE_PMR1b | FS_2045 | BASE | BASE | BASE | BASE_PMR1b | 9.2% | BASE_PMR1b | FS_2045 | MOD_CNST | MTSAO_BQ | MOD_CNST | UNC | DIESEL_LNG | NO_MIN_GAS | NO_MIN_GAS | BASE | BASE | EAF_60 | none | HIGH_PMR1b | IRP24_LOW | RES_MRGN_10 | BASE3
666 | D6 | 0 |  | pklein-DESKTOP | copt | copt | TRUE | TRUE | 0 | FALSE | none |  | TRUE | [2025, 2029]+list(range(2030,2051,5)) | range(2030,2051,2) | W_P50 | W_P50 | SL_12 | 1 | redz_corridors_eia | copt | LC | existing+tdp | BASE_COALFLEX | DELAYED_ESKOM_2035 | TRUE | FALSE | 40% | 150% | BASE_PMR1b | FS_2045 | BASE | BASE | BASE | BASE_PMR1b | 9.2% | BASE_PMR1b | FS_2045 | MOD_CNST | MTSAO_BQ | MOD_CNST | UNC | DIESEL_LNG | NO_MIN_GAS | NO_MIN_GAS | BASE | BASE | EAF_60 | none | HIGH_PMR1b | IRP24_LOW | RES_MRGN_10 | BASE3
667 | D7 | 0 |  | pklein-DESKTOP2 | copt | copt | TRUE | TRUE | 0 | FALSE | none |  | TRUE | [2025, 2029]+list(range(2030,2051,5)) | range(2030,2051,2) | W_P50 | W_P50 | SL_0 | 1 | redz_corridors_eia | copt | LC | existing+tdp | BASE_COALFLEX | DELAYED_ESKOM_2035 | TRUE | TRUE | 70% | 50% | BASE_PMR1b | FS_2045 | BASE | BASE | BASE | BASE_PMR1b | 9.2% | BASE_PMR1b | FS_2045 | MOD_CNST | MTSAO_BQ | MOD_CNST | UNC | DIESEL_LNG | NO_MIN_GAS | NO_MIN_GAS | BASE | BASE | EAF_60 | none | HIGH_PMR1b | IRP24_LOW | RES_MRGN_10 | BASE3
668 | D8 | 0 |  | pklein-DESKTOP | copt | copt | TRUE | TRUE | 0 | FALSE | none |  | TRUE | [2025, 2029]+list(range(2030,2051,5)) | range(2030,2051,2) | W_P50 | W_P50 | SL_0 | 1 | redz_corridors_eia | copt | LC | existing+tdp | BASE_COALFLEX | DELAYED_ESKOM_2035 | TRUE | TRUE | 50% | 100% | BASE_PMR1b | FS_2045 | BASE | BASE | BASE | BASE_PMR1b | 9.2% | BASE_PMR1b | FS_2045 | MOD_CNST | MTSAO_BQ | MOD_CNST | UNC | DIESEL_LNG | NO_MIN_GAS | NO_MIN_GAS | BASE | BASE | EAF_60 | none | HIGH_PMR1b | IRP24_LOW | RES_MRGN_10 | BASE3
669 | D9 | 0 |  | pklein-DESKTOP2 | copt | copt | TRUE | TRUE | 0 | FALSE | none |  | TRUE | [2025, 2029]+list(range(2030,2051,5)) | range(2030,2051,2) | W_P50 | W_P50 | SL_1 | 1 | redz_corridors_eia | copt | LC | existing+tdp | BASE_COALFLEX | DELAYED_ESKOM_2035 | TRUE | TRUE | 70% | 100% | BASE_PMR1b | FS_2045 | BASE | BASE | BASE | BASE_PMR1b | 9.2% | BASE_PMR1b | FS_2045 | MOD_CNST | MTSAO_BQ | MOD_CNST | UNC | DIESEL_LNG | NO_MIN_GAS | NO_MIN_GAS | BASE | BASE | EAF_60 | none | HIGH_PMR1b | IRP24_LOW | RES_MRGN_10 | BASE3
670 | D10 | 0 |  | pklein-DESKTOP | copt | copt | TRUE | TRUE | 0 | FALSE | none |  | TRUE | [2025, 2029]+list(range(2030,2051,5)) | range(2030,2051,2) | W_P50 | W_P50 | SL_1 | 1 | redz_corridors_eia | copt | LC | existing+tdp | BASE_COALFLEX | DELAYED_ESKOM_2035 | TRUE | TRUE | 50% | 100% | BASE_PMR1b | FS_2045 | BASE | BASE | BASE | BASE_PMR1b | 9.2% | BASE_PMR1b | FS_2045 | MOD_CNST | MTSAO_BQ | MOD_CNST | UNC | DIESEL_LNG | NO_MIN_GAS | NO_MIN_GAS | BASE | BASE | EAF_60 | none | HIGH_PMR1b | IRP24_LOW | RES_MRGN_10 | BASE3
671 | D11 | 0 |  | pklein-DESKTOP2 | copt | copt | TRUE | TRUE | 0 | FALSE | none |  | TRUE | [2025, 2029]+list(range(2030,2051,5)) | range(2030,2051,2) | W_P50 | W_P50 | SL_6 | 1 | redz_corridors_eia | copt | LC | existing+tdp | BASE_COALFLEX | DELAYED_ESKOM_2035 | TRUE | TRUE | 70% | 100% | BASE_PMR1b | FS_2045 | BASE | BASE | BASE | BASE_PMR1b | 9.2% | BASE_PMR1b | FS_2045 | MOD_CNST | MTSAO_BQ | MOD_CNST | UNC | DIESEL_LNG | NO_MIN_GAS | NO_MIN_GAS | BASE | BASE | EAF_60 | none | HIGH_PMR1b | IRP24_LOW | RES_MRGN_10 | BASE3
672 | D12 | 0 |  | pklein-DESKTOP | copt | copt | TRUE | TRUE | 0 | FALSE | none |  | TRUE | [2025, 2029]+list(range(2030,2051,5)) | range(2030,2051,2) | W_P50 | W_P50 | SL_12 | 1 | redz_corridors_eia | copt | LC | existing+tdp | BASE_COALFLEX | DELAYED_ESKOM_2035 | TRUE | TRUE | 40% | 150% | BASE_PMR1b | FS_2045 | BASE | BASE | BASE | BASE_PMR1b | 9.2% | BASE_PMR1b | FS_2045 | MOD_CNST | MTSAO_BQ | MOD_CNST | UNC | DIESEL_LNG | NO_MIN_GAS | NO_MIN_GAS | BASE | BASE | EAF_60 | none | HIGH_PMR1b | IRP24_LOW | RES_MRGN_10 | BASE3
673 | N1 | 0 |  | pklein-DESKTOP2 | copt | copt | TRUE | TRUE | 0 | FALSE | none |  | TRUE | [2025, 2029]+list(range(2030,2051,5)) | range(2030,2051,2) | W_P50 | W_P50 | SL_0 | 1 | redz_corridors_eia | copt | LC | existing+tdp | BASE_COALFLEX | DELAYED_ESKOM_2035 | TRUE | FALSE | 70% | 50% | LOW_PMR1b | FS_2045 | BASE | BASE | BASE | LOW_PMR1b | 7.2% | LOW_PMR1b | FS_2045 | MOD_CNST | MTSAO_BQ | MOD_CNST | UNC | DIESEL_LNG | NO_MIN_GAS | NO_MIN_GAS | BASE | BASE | EAF_65 | none | HIGH_PMR1b | IRP24_MOD | RES_MRGN_10 | BASE3
674 | N2 | 0 |  | pklein-DESKTOP | copt | copt | TRUE | TRUE | 0 | FALSE | none |  | TRUE | [2025, 2029]+list(range(2030,2051,5)) | range(2030,2051,2) | W_P50 | W_P50 | SL_0 | 1 | redz_corridors_eia | copt | LC | existing+tdp | BASE_COALFLEX | DELAYED_ESKOM_2035 | TRUE | FALSE | 50% | 100% | LOW_PMR1b | FS_2045 | BASE | BASE | BASE | LOW_PMR1b | 7.2% | LOW_PMR1b | FS_2045 | MOD_CNST | MTSAO_BQ | MOD_CNST | UNC | DIESEL_LNG | NO_MIN_GAS | NO_MIN_GAS | BASE | BASE | EAF_65 | none | HIGH_PMR1b | IRP24_MOD | RES_MRGN_10 | BASE3
675 | N3 | 0 |  | pklein-DESKTOP2 | copt | copt | TRUE | TRUE | 0 | FALSE | none |  | TRUE | [2025, 2029]+list(range(2030,2051,5)) | range(2030,2051,2) | W_P50 | W_P50 | SL_1 | 1 | redz_corridors_eia | copt | LC | existing+tdp | BASE_COALFLEX | DELAYED_ESKOM_2035 | TRUE | FALSE | 70% | 100% | LOW_PMR1b | FS_2045 | BASE | BASE | BASE | LOW_PMR1b | 7.2% | LOW_PMR1b | FS_2045 | MOD_CNST | MTSAO_BQ | MOD_CNST | UNC | DIESEL_LNG | NO_MIN_GAS | NO_MIN_GAS | BASE | BASE | EAF_65 | none | HIGH_PMR1b | IRP24_MOD | RES_MRGN_10 | BASE3
676 | N4 | 0 |  | pklein-DESKTOP | copt | copt | TRUE | TRUE | 0 | FALSE | none |  | TRUE | [2025, 2029]+list(range(2030,2051,5)) | range(2030,2051,2) | W_P50 | W_P50 | SL_1 | 1 | redz_corridors_eia | copt | LC | existing+tdp | BASE_COALFLEX | DELAYED_ESKOM_2035 | TRUE | FALSE | 50% | 100% | LOW_PMR1b | FS_2045 | BASE | BASE | BASE | LOW_PMR1b | 7.2% | LOW_PMR1b | FS_2045 | MOD_CNST | MTSAO_BQ | MOD_CNST | UNC | DIESEL_LNG | NO_MIN_GAS | NO_MIN_GAS | BASE | BASE | EAF_65 | none | HIGH_PMR1b | IRP24_MOD | RES_MRGN_10 | BASE3
677 | N5 | 0 |  | pklein-DESKTOP2 | copt | copt | TRUE | TRUE | 0 | FALSE | none |  | TRUE | [2025, 2029]+list(range(2030,2051,5)) | range(2030,2051,2) | W_P50 | W_P50 | SL_6 | 1 | redz_corridors_eia | copt | LC | existing+tdp | BASE_COALFLEX | DELAYED_ESKOM_2035 | TRUE | FALSE | 70% | 100% | LOW_PMR1b | FS_2045 | BASE | BASE | BASE | LOW_PMR1b | 7.2% | LOW_PMR1b | FS_2045 | MOD_CNST | MTSAO_BQ | MOD_CNST | UNC | DIESEL_LNG | NO_MIN_GAS | NO_MIN_GAS | BASE | BASE | EAF_65 | none | HIGH_PMR1b | IRP24_MOD | RES_MRGN_10 | BASE3
678 | N6 | 0 |  | pklein-DESKTOP | copt | copt | TRUE | TRUE | 0 | FALSE | none |  | TRUE | [2025, 2029]+list(range(2030,2051,5)) | range(2030,2051,2) | W_P50 | W_P50 | SL_12 | 1 | redz_corridors_eia | copt | LC | existing+tdp | BASE_COALFLEX | DELAYED_ESKOM_2035 | TRUE | FALSE | 40% | 150% | LOW_PMR1b | FS_2045 | BASE | BASE | BASE | LOW_PMR1b | 7.2% | LOW_PMR1b | FS_2045 | MOD_CNST | MTSAO_BQ | MOD_CNST | UNC | DIESEL_LNG | NO_MIN_GAS | NO_MIN_GAS | BASE | BASE | EAF_65 | none | HIGH_PMR1b | IRP24_MOD | RES_MRGN_10 | BASE3
679 | N7 | 0 |  | pklein-DESKTOP2 | copt | copt | TRUE | TRUE | 0 | FALSE | none |  | TRUE | [2025, 2029]+list(range(2030,2051,5)) | range(2030,2051,2) | W_P50 | W_P50 | SL_0 | 1 | redz_corridors_eia | copt | LC | existing+tdp | BASE_COALFLEX | DELAYED_ESKOM_2035 | TRUE | TRUE | 70% | 50% | LOW_PMR1b | FS_2045 | BASE | BASE | BASE | LOW_PMR1b | 7.2% | LOW_PMR1b | FS_2045 | MOD_CNST | MTSAO_BQ | MOD_CNST | UNC | DIESEL_LNG | NO_MIN_GAS | NO_MIN_GAS | BASE | BASE | EAF_65 | none | HIGH_PMR1b | IRP24_MOD | RES_MRGN_10 | BASE3
680 | N8 | 0 |  | pklein-DESKTOP | copt | copt | TRUE | TRUE | 0 | FALSE | none |  | TRUE | [2025, 2029]+list(range(2030,2051,5)) | range(2030,2051,2) | W_P50 | W_P50 | SL_0 | 1 | redz_corridors_eia | copt | LC | existing+tdp | BASE_COALFLEX | DELAYED_ESKOM_2035 | TRUE | TRUE | 50% | 100% | LOW_PMR1b | FS_2045 | BASE | BASE | BASE | LOW_PMR1b | 7.2% | LOW_PMR1b | FS_2045 | MOD_CNST | MTSAO_BQ | MOD_CNST | UNC | DIESEL_LNG | NO_MIN_GAS | NO_MIN_GAS | BASE | BASE | EAF_65 | none | HIGH_PMR1b | IRP24_MOD | RES_MRGN_10 | BASE3
681 | N9 | 0 |  | pklein-DESKTOP2 | copt | copt | TRUE | TRUE | 0 | FALSE | none |  | TRUE | [2025, 2029]+list(range(2030,2051,5)) | range(2030,2051,2) | W_P50 | W_P50 | SL_1 | 1 | redz_corridors_eia | copt | LC | existing+tdp | BASE_COALFLEX | DELAYED_ESKOM_2035 | TRUE | TRUE | 70% | 100% | LOW_PMR1b | FS_2045 | BASE | BASE | BASE | LOW_PMR1b | 7.2% | LOW_PMR1b | FS_2045 | MOD_CNST | MTSAO_BQ | MOD_CNST | UNC | DIESEL_LNG | NO_MIN_GAS | NO_MIN_GAS | BASE | BASE | EAF_65 | none | HIGH_PMR1b | IRP24_MOD | RES_MRGN_10 | BASE3
682 | N10 | 0 |  | pklein-DESKTOP | copt | copt | TRUE | TRUE | 0 | FALSE | none |  | TRUE | [2025, 2029]+list(range(2030,2051,5)) | range(2030,2051,2) | W_P50 | W_P50 | SL_1 | 1 | redz_corridors_eia | copt | LC | existing+tdp | BASE_COALFLEX | DELAYED_ESKOM_2035 | TRUE | TRUE | 50% | 100% | LOW_PMR1b | FS_2045 | BASE | BASE | BASE | LOW_PMR1b | 7.2% | LOW_PMR1b | FS_2045 | MOD_CNST | MTSAO_BQ | MOD_CNST | UNC | DIESEL_LNG | NO_MIN_GAS | NO_MIN_GAS | BASE | BASE | EAF_65 | none | HIGH_PMR1b | IRP24_MOD | RES_MRGN_10 | BASE3
683 | N11 | 0 |  | pklein-DESKTOP2 | copt | copt | TRUE | TRUE | 0 | FALSE | none |  | TRUE | [2025, 2029]+list(range(2030,2051,5)) | range(2030,2051,2) | W_P50 | W_P50 | SL_6 | 1 | redz_corridors_eia | copt | LC | existing+tdp | BASE_COALFLEX | DELAYED_ESKOM_2035 | TRUE | TRUE | 70% | 100% | LOW_PMR1b | FS_2045 | BASE | BASE | BASE | LOW_PMR1b | 7.2% | LOW_PMR1b | FS_2045 | MOD_CNST | MTSAO_BQ | MOD_CNST | UNC | DIESEL_LNG | NO_MIN_GAS | NO_MIN_GAS | BASE | BASE | EAF_65 | none | HIGH_PMR1b | IRP24_MOD | RES_MRGN_10 | BASE3
684 | N12 | 0 |  | pklein-DESKTOP | copt | copt | TRUE | TRUE | 0 | FALSE | none |  | TRUE | [2025, 2029]+list(range(2030,2051,5)) | range(2030,2051,2) | W_P50 | W_P50 | SL_12 | 1 | redz_corridors_eia | copt | LC | existing+tdp | BASE_COALFLEX | DELAYED_ESKOM_2035 | TRUE | TRUE | 40% | 150% | LOW_PMR1b | FS_2045 | BASE | BASE | BASE | LOW_PMR1b | 7.2% | LOW_PMR1b | FS_2045 | MOD_CNST | MTSAO_BQ | MOD_CNST | UNC | DIESEL_LNG | NO_MIN_GAS | NO_MIN_GAS | BASE | BASE | EAF_65 | none | HIGH_PMR1b | IRP24_MOD | RES_MRGN_10 | BASE3